## Departments
zone | circle | division | substation
Bangalore Zone | BRAZ | Begur | 220kV BIAL Begur
Bangalore Zone | BMAZ South | Hoody | 220kV Sir M V EDC GIS
Bangalore Zone | Ramanagara | Yerandanahally | 220kV Jigani
Bangalore Zone | Ramanagara | Kanakapura | 220kV Kanakapura
Bangalore Zone | BRAZ | Kolar | 220kV Kolar
Bangalore Zone | BRAZ | Malur | 220kV Malur
Bangalore Zone | BMAZ North | Hebbal | 220kV Manyatha Tech Park GIS Station
Bangalore Zone | BMAZ North | NRS | 220kV NRS Rajajinagar
Bangalore Zone | Ramanagara | Yerandanahally | 220kV Sarjapura
Bangalore Zone | BMAZ South | Hoody | 400kV DHP
Bangalore Zone | BMAZ South | Hoody | 400kV Hoody

## Equipment
equipment_type | substation | bay_name | phase | manufacturer | capacity_mva | voltage_class | factory_serial_number | vector_group | impedance_pct | ct_ratio_actual | ct_ratio_current | pt_ratio | yom | doc | status
Current Transformer (CT) | 220kV BIAL Begur | 400kV Hoody-Begur line | R | AREVA |  | 220kV |  |  |  | 800-600-400-300/1-1-1-1-1A | 800/1-1-1-1-1A |  | 2006 | 25-Nov-2006 | In-service
Current Transformer (CT) | 220kV BIAL Begur | 400kV Hoody-Begur line | Y | AREVA |  | 220kV |  |  |  | 800-600-400-300/1-1-1-1-1A | 800/1-1-1-1-1A |  | 2006 | 25-Nov-2006 | In-service
Current Transformer (CT) | 220kV BIAL Begur | 400kV Hoody-Begur line | B | AREVA |  | 220kV |  |  |  | 800-600-400-300/1-1-1-1-1A | 800/1-1-1-1-1A |  | 2006 | 25-Nov-2006 | In-service
Current Transformer (CT) | 220kV BIAL Begur | Doddaballapura-Begur line | R | AREVA |  | 220kV |  |  |  | 800-600-400-300/1-1-1-1-1A | 800/1-1-1-1-1A |  | 2006 | 25-Nov-2006 | In-service
Current Transformer (CT) | 220kV BIAL Begur | Doddaballapura-Begur line | Y | AREVA |  | 220kV |  |  |  | 800-600-400-300/1-1-1-1-1A | 800/1-1-1-1-1A |  | 2006 | 25-Nov-2006 | In-service
Current Transformer (CT) | 220kV BIAL Begur | Doddaballapura-Begur line | B | AREVA |  | 220kV |  |  |  | 800-600-400-300/1-1-1-1-1A | 800/1-1-1-1-1A |  | 2006 | 25-Nov-2006 | In-service
Current Transformer (CT) | 220kV BIAL Begur | KIADB Hardware park-Begur | R | AREVA |  | 220kV |  |  |  | 800-600-400-300/1-1-1-1-1A | 800/1-1-1-1-1A |  | 2007 | 19-Feb-2009 | In-service
Current Transformer (CT) | 220kV BIAL Begur | KIADB Hardware park-Begur | Y | AREVA |  | 220kV |  |  |  | 800-600-400-300/1-1-1-1-1A | 800/1-1-1-1-1A |  | 2007 | 19-Feb-2009 | In-service
Current Transformer (CT) | 220kV BIAL Begur | KIADB Hardware park-Begur | B | AREVA |  | 220kV |  |  |  | 800-600-400-300/1-1-1-1-1A | 800/1-1-1-1-1A |  | 2007 | 19-Feb-2009 | In-service
Current Transformer (CT) | 220kV BIAL Begur | KIADB Hardware park-Begur | R | GE T&D India Limited |  | 220kV |  |  |  | 800-600-400-300/1-1-1-1-1A | 800/1-1-1-1-1A |  | 2018 | 20-Oct-2020 | In-service
Current Transformer (CT) | 220kV BIAL Begur | KIADB Hardware park-Begur | Y | GE T&D India Limited |  | 220kV |  |  |  | 800-600-400-300/1-1-1-1-1A | 800/1-1-1-1-1A |  | 2018 | 20-Oct-2020 | In-service
Current Transformer (CT) | 220kV BIAL Begur | KIADB Hardware park-Begur | B | GE T&D India Limited |  | 220kV |  |  |  | 800-600-400-300/1-1-1-1-1A | 800/1-1-1-1-1A |  | 2018 | 20-Oct-2020 | In-service
Current Transformer (CT) | 220kV BIAL Begur | 100MVA Power TR-1 | R | AREVA |  | 220kV |  |  |  | 800-600-400-300/1-1-1-1-1A | 300/1-1-1-1-1A |  | 2006 | 25-Nov-2006 | In-service
Current Transformer (CT) | 220kV BIAL Begur | 100MVA Power TR-1 | Y | AREVA |  | 220kV |  |  |  | 800-600-400-300/1-1-1-1-1A | 300/1-1-1-1-1A |  | 2006 | 25-Nov-2006 | In-service
Current Transformer (CT) | 220kV BIAL Begur | 100MVA Power TR-1 | B | AREVA |  | 220kV |  |  |  | 800-600-400-300/1-1-1-1-1A | 300/1-1-1-1-1A |  | 2006 | 25-Nov-2006 | In-service
Current Transformer (CT) | 220kV BIAL Begur | 100MVA Power TR-2 | R | AREVA |  | 220kV |  |  |  | 800-600-400-300/1-1-1-1-1A | 300/1-1-1-1-1A |  | 2006 | 25-Nov-2006 | In-service
Current Transformer (CT) | 220kV BIAL Begur | 100MVA Power TR-2 | Y |  |  | 220kV
Current Transformer (CT) | 220kV BIAL Begur | 100MVA Power TR-2
Current Transformer (CT) | 220kV BIAL Begur | Ø | B | AREVA |  | 220kV |  |  |  | 800-600-400-300/1-1-1-1-1A | 300/1-1-1-1-1A |  | 2006 | 25-Nov-2006 | In-service
Current Transformer (CT) | 220kV BIAL Begur | 100MVA Power TR-3 | Y | Vidyuth Controls Systems Pvt Ltd |  | 220kV |  |  |  | 800-600-400-300/1-1-1-1-1A | 300/1-1-1-1-1A |  | 2020 | 07-Nov-2022 | In-service
Current Transformer (CT) | 220kV BIAL Begur | 100MVA Power TR-3 | B | Vidyuth Controls Systems Pvt Ltd |  | 220kV |  |  |  | 800-600-400-300/1-1-1-1-1A | 300/1-1-1-1-1A |  | 2020 | 07-Nov-2022 | In-service
Current Transformer (CT) | 220kV BIAL Begur | Bus Coupler | R | AREVA |  | 220kV |  |  |  | 800-600-400-300/1-1-1-1-1A | 800/1-1-1-1-1A |  | 2006 | 25-Nov-2006 | In-service
Current Transformer (CT) | 220kV BIAL Begur | Bus Coupler | Y | AREVA |  | 220kV |  |  |  | 800-600-400-300/1-1-1-1-1A | 800/1-1-1-1-1A |  | 2006 | 25-Nov-2006 | In-service
Current Transformer (CT) | 220kV BIAL Begur | Bus Coupler | B | AREVA |  | 220kV |  |  |  | 800-600-400-300/1-1-1-1-1A | 800/1-1-1-1-1A |  | 2006 | 25-Nov-2006 | In-service
Potential Transformer (PT) | 220kV BIAL Begur | Main Bus-1 | R |  |  | 220kV | [5 empty] | 220kV/110V-110V | 2006 | 25-Nov-2006 | In-service
Potential Transformer (PT) | 220kV BIAL Begur | Main Bus-1 | Y |  |  | 220kV | [5 empty] | 220kV/110V-110V | 2006 | 25-Nov-2006 | In-service
Potential Transformer (PT) | 220kV BIAL Begur | Main Bus-1 | B |  |  | 220kV | [5 empty] | 220kV/110V-110V | 2006 | 25-Nov-2006 | In-service
Potential Transformer (PT) | 220kV BIAL Begur | Main Bus-2 | R |  |  | 220kV | [5 empty] | 220kV/110V-110V | 2006 | 25-Nov-2006 | In-service
Potential Transformer (PT) | 220kV BIAL Begur | Main Bus-2 | Y |  |  | 220kV | [5 empty] | 220kV/110V-110V | 2006 | 25-Nov-2006 | In-service
Potential Transformer (PT) | 220kV BIAL Begur | Main Bus-2 | B |  |  | 220kV | [5 empty] | 220kV/110V-110V | 2006 | 25-Nov-2006 | In-service
Current Transformer (CT) | 220kV BIAL Begur | BIAL Line-1 line | R | Victrans Engineers |  | 66kV |  |  |  | 400-200/1-1-1A | 400/1-1-1A |  | 2006 | 26-Jan-2007 | In-service
Current Transformer (CT) | 220kV BIAL Begur | BIAL Line-1 line | Y | Victrans Engineers |  | 66kV |  |  |  | 400-200/1-1-1A | 400/1-1-1A |  | 2006 | 26-Jan-2007 | In-service
Current Transformer (CT) | 220kV BIAL Begur | BIAL Line-1 line | B | Victrans Engineers |  | 66kV |  |  |  | 400-200/1-1-1A | 400/1-1-1A |  | 2006 | 26-Jan-2007 | In-service
Current Transformer (CT) | 220kV BIAL Begur | BIAL Line-2 line | R | Victrans Engineers |  | 66kV |  |  |  | 400-200/1-1-1A | 400/1-1-1A |  | 2006 | 26-Jan-2007 | In-service
Current Transformer (CT) | 220kV BIAL Begur | BIAL Line-2 line | Y | Victrans Engineers |  | 66kV |  |  |  | 400-200/1-1-1A | 400/1-1-1A |  | 2006 | 26-Jan-2007 | In-service
Current Transformer (CT) | 220kV BIAL Begur | BIAL Line-2 line | B | Victrans Engineers |  | 66kV |  |  |  | 400-200/1-1-1A | 400/1-1-1A |  | 2006 | 26-Jan-2007 | In-service
Current Transformer (CT) | 220kV BIAL Begur | Begur-Budigere-1 line | R | Mehru Electrical & Mechanical Engg. Ltd |  | 66kV |  |  |  | 800-400/1-1-1A | 800/1-1-1A |  | 2024 | 03-Mar-2025 | In-service
Current Transformer (CT) | 220kV BIAL Begur | Begur-Budigere-1 line | Y | Mehru Electrical & Mechanical Engg. Ltd |  | 66kV |  |  |  | 800-400/1-1-1A | 800/1-1-1A |  | 2024 | 03-Mar-2025 | In-service
Current Transformer (CT) | 220kV BIAL Begur | Begur-Budigere-1 line | B | Mehru Electrical & Mechanical Engg. Ltd |  | 66kV |  |  |  | 800-400/1-1-1A | 800/1-1-1A |  | 2024 | 03-Mar-2025 | In-service
Current Transformer (CT) | 220kV BIAL Begur | Begur-ITC line line | R | CGL |  | 66kV |  |  |  | 400-200/1-1-1A | 400/1-1-1A |  | 2006 | 25-Nov-2006 | In-service
Current Transformer (CT) | 220kV BIAL Begur | Begur-ITC line line | Y | CGL |  | 66kV |  |  |  | 400-200/1-1-1A | 400/1-1-1A |  | 2006 | 25-Nov-2006 | In-service
Current Transformer (CT) | 220kV BIAL Begur | Begur-ITC line line | B | CGL |  | 66kV |  |  |  | 400-200/1-1-1A | 400/1-1-1A |  | 2006 | 25-Nov-2006 | In-service
Current Transformer (CT) | 220kV BIAL Begur | Begur-Vidyanagar line line | R | KAPCO Electricals Ltd |  | 66kV |  |  |  | 1000-800-600-400-300200/1-1-1A | 800/1-1-1A |  | 2006 | 25-Nov-2006 | In-service
Current Transformer (CT) | 220kV BIAL Begur | Begur-Vidyanagar line line | Y | KAPCO Electricals Ltd |  | 66kV |  |  |  | 1000-800-600-400-300200/1-1-1A | 800/1-1-1A |  | 2006 | 25-Nov-2006 | In-service
Current Transformer (CT) | 220kV BIAL Begur | Begur-Vidyanagar line line | B | KAPCO Electricals |  | 66kV |  |  |  | 800/1-1-1A | 200/1-1-1A |  | 2006 | 25-Nov-2006 | In-service
Current Transformer (CT) | 220kV BIAL Begur | Begur-Budigere-2 line | R | Mehru Electrical & Mechanical Engg. Ltd |  | 66kV |  |  |  | 800-400/1-1-1A | 800/1-1-1A |  | 2024 | 04-Mar-2025 | In-service
Current Transformer (CT) | 220kV BIAL Begur | Begur-Budigere-2 line | Y | Mehru Electrical & Mechanical Engg. Ltd |  | 66kV |  |  |  | 800-400/1-1-1A | 800/1-1-1A |  | 2024 | 04-Mar-2025 | In-service
Current Transformer (CT) | 220kV BIAL Begur | Begur-Budigere-2 line | B | Mehru Electrical & Mechanical Engg. Ltd |  | 66kV |  |  |  | 800-400/1-1-1A | 800/1-1-1A |  | 2024 | 04-Mar-2025 | In-service
Current Transformer (CT) | 220kV BIAL Begur | 20MVA Power TR-1 | R | Victrans Engineers |  | 66kV |  |  |  | 200/1-1-1A |  |  | 2006 | 25-Nov-2006 | In-service
Current Transformer (CT) | 220kV BIAL Begur | 20MVA Power TR-1 | Y | Victrans Engineers |  | 66kV |  |  |  | 200/1-1-1A |  |  | 2006 | 25-Nov-2006 | In-service
Current Transformer (CT) | 220kV BIAL Begur | 20MVA Power TR-1 | B | Victrans Engineers |  | 66kV |  |  |  | 200/1-1-1A |  |  | 2006 | 25-Nov-2006 | In-service
Current Transformer (CT) | 220kV BIAL Begur | 20MVA Power TR-2 | R | Suman Control Pvt Ltd |  | 66kV |  |  |  | 200/1-1-1A |  |  | 2006 | 25-Nov-2006 | In-service
Current Transformer (CT) | 220kV BIAL Begur | 20MVA Power TR-2 | Y | Suman Control Pvt Ltd |  | 66kV |  |  |  | 200/1-1-1A |  |  | 2006 | 25-Nov-2006 | In-service
Current Transformer (CT) | 220kV BIAL Begur | 20MVA Power TR-2 | B | Suman Control Pvt Ltd |  | 66kV |  |  |  | 200/1-1-1A |  |  | 2006 | 25-Nov-2006 | In-service
Current Transformer (CT) | 220kV BIAL Begur | Bus Coupler | R | Victrans Engineers |  | 66kV |  |  |  | 1000-600/1-1-1A | 1000/1-1-1A |  | 2006 | 25-Nov-2006 | In-service
Current Transformer (CT) | 220kV BIAL Begur | Bus Coupler | Y | Victrans Engineers |  | 66kV |  |  |  | 1000-600/1-1-1A | 1000/1-1-1A |  | 2006 | 25-Nov-2006 | In-service
Current Transformer (CT) | 220kV BIAL Begur | Bus Coupler | B | Victrans Engineers |  | 66kV |  |  |  | 1000-600/1-1-1A | 1000/1-1-1A |  | 2006 | 25-Nov-2006 | In-service
Potential Transformer (PT) | 220kV BIAL Begur | Main Bus-1 | R |  |  | 66kV | [5 empty] | 66kV/110V-110V | 2006 | 25-Nov-2006 | In-service
Potential Transformer (PT) | 220kV BIAL Begur | Main Bus-1 | Y |  |  | 66kV | [5 empty] | 66kV/110V-110V | 2006 | 25-Nov-2006 | In-service
Potential Transformer (PT) | 220kV BIAL Begur | Main Bus-1 | B |  |  | 66kV | [5 empty] | 66kV/110V-110V | 2006 | 25-Nov-2006 | In-service
Potential Transformer (PT) | 220kV BIAL Begur | Main Bus-2 | R |  |  | 66kV | [5 empty] | 66kV/110V-110V | 2006 | 25-Nov-2006 | In-service
Potential Transformer (PT) | 220kV BIAL Begur | Main Bus-2 | Y |  |  | 66kV | [5 empty] | 66kV/110V-110V | 2006 | 25-Nov-2006 | In-service
Potential Transformer (PT) | 220kV BIAL Begur | Main Bus-2 | B |  |  | 66kV | [5 empty] | 66kV/110V-110V | 2006 | 25-Nov-2006 | In-service
Potential Transformer (PT) | 220kV BIAL Begur | Main Bus-3 | R |  |  | 66kV | [5 empty] | 66kV/110V-110V | 2021 | 07-Nov-2022 | In-service
Potential Transformer (PT) | 220kV BIAL Begur | Main Bus-3 | Y |  |  | 66kV | [5 empty] | 66kV/110V-110V | 2021 | 07-Nov-2022 | In-service
Potential Transformer (PT) | 220kV BIAL Begur | Main Bus-3 | B |  |  | 66kV | [5 empty] | 66kV/110V-110V | 2021 | 07-Nov-2022 | In-service
Power Transformer | 220kV BIAL Begur | 100MVA Power TR-1 |  | EMCO | 100.0 | 220/66/11kV | HT-1690/12569 | YNyn0d11 |  |  |  |  | 2006 | 25-Nov-2006 | In-service
Power Transformer | 220kV BIAL Begur | 100MVA Power TR-2 |  | EMCO | 100.0 | 220/66/11kV | HT-1690/12570 | YNyn0d11 |  |  |  |  | 2006 | 17-Jul-2007 | In-service
Power Transformer | 220kV BIAL Begur | 100MVA Power TR-3 |  | Kanohar Electrical Ltd | 100.0 | 220/66/11kV | KT-100000/51 | YNyn0d11 | 19.6 |  |  |  | 2021 | 07-Nov-2022 | In-service
Power Transformer | 220kV BIAL Begur | 20MVA Power TR-1 |  | Technical Associates Ltd | 20.0 | 66/11kV | SO-0000386 | Dyn11 | [5 empty] | 23-Dec-2016 | In-service
Power Transformer | 220kV BIAL Begur | 20MVA Power TR-2 |  | IMP Powers Ltd | 20.0 | 66/11kV | PT-7758 | Dyn11 | [5 empty] | 30-Jun-2017 | In-service
Current Transformer (CT) | 220kV Sir M V EDC GIS | HAL line | R | ABB |  | 220kV |  |  |  | 1200-800/1-1-1-1-1A | 1200/1-1-1-1-1A |  | 2008 | 20-Dec-2010 | In-service
Current Transformer (CT) | 220kV Sir M V EDC GIS | HAL line | Y | ABB |  | 220kV |  |  |  | 1200-800/1-1-1-1-1A | 1200/1-1-1-1-1A |  | 2008 | 20-Dec-2010 | In-service
Current Transformer (CT) | 220kV Sir M V EDC GIS | HAL line | B | ABB |  | 220kV |  |  |  | 1200-800/1-1-1-1-1A | 1200/1-1-1-1-1A |  | 2008 | 20-Dec-2010 | In-service
Current Transformer (CT) | 220kV Sir M V EDC GIS | NIMHANS 220 kV line | R | ABB |  | 220kV |  |  |  | 1200-600-300/1-1-1-1-1A | 1200/1-1-1-1-1A |  | 2008 | 20-Dec-2010 | In-service
Current Transformer (CT) | 220kV Sir M V EDC GIS | NIMHANS 220 kV line | Y | ABB |  | 220kV |  |  |  | 1200-600-300/1-1-1-1-1A | 1200/1-1-1-1-1A |  | 2008 | 20-Dec-2010 | In-service
Current Transformer (CT) | 220kV Sir M V EDC GIS | NIMHANS 220 kV line | B | ABB |  | 220kV |  |  |  | 1200-600-300/1-1-1-1-1A | 1200/1-1-1-1-1A |  | 2008 | 20-Dec-2010 | In-service
Current Transformer (CT) | 220kV Sir M V EDC GIS | A station line | R | ABB |  | 220kV |  |  |  | 1200-600-300/1-1-1-1-1A | 1200/1-1-1-1-1A |  | 2008 | 20-Dec-2010 | In-service
Current Transformer (CT) | 220kV Sir M V EDC GIS | A station line | Y | ABB |  | 220kV |  |  |  | 1200-600-300/1-1-1-1-1A | 1200/1-1-1-1-1A |  | 2008 | 20-Dec-2010 | In-service
Current Transformer (CT) | 220kV Sir M V EDC GIS | A station line | B | ABB |  | 220kV |  |  |  | 1200-600-300/1-1-1-1-1A | 1200/1-1-1-1-1A |  | 2008 | 20-Dec-2010 | In-service
Current Transformer (CT) | 220kV Sir M V EDC GIS | 150MVA Power TR-1 | R | ABB |  | 220kV |  |  |  | 600-300/1-1-1-1-1A | 600/1-1-1-1-1A |  | 2008 | 20-Dec-2010 | In-service
Current Transformer (CT) | 220kV Sir M V EDC GIS | 150MVA Power TR-1 | Y | ABB |  | 220kV |  |  |  | 600-300/1-1-1-1-1A | 600/1-1-1-1-1A |  | 2008 | 20-Dec-2010 | In-service
Current Transformer (CT) | 220kV Sir M V EDC GIS | 150MVA Power TR-1 | B | ABB |  | 220kV |  |  |  | 600-300/1-1-1-1-1A | 600/1-1-1-1-1A |  | 2008 | 20-Dec-2010 | In-service
Current Transformer (CT) | 220kV Sir M V EDC GIS | 150MVA Power TR-2 | R | ABB |  | 220kV |  |  |  | 600-300/1-1-1-1-1A | 600/1-1-1-1-1A |  | 2008 | 20-Dec-2010 | In-service
Current Transformer (CT) | 220kV Sir M V EDC GIS | 150MVA Power TR-2 | Y | ABB |  | 220kV |  |  |  | 600-300/1-1-1-1-1A | 600/1-1-1-1-1A |  | 2008 | 20-Dec-2010 | In-service
Current Transformer (CT) | 220kV Sir M V EDC GIS | 150MVA Power TR-2 | B | ABB |  | 220kV |  |  |  | 600-300/1-1-1-1-1A | 600/1-1-1-1-1A |  | 2008 | 20-Dec-2010 | In-service
Current Transformer (CT) | 220kV Sir M V EDC GIS | Bus Coupler | R | ABB |  | 220kV |  |  |  | 1200-600-300/1-1-1-1-1A | 1200/1-1-1-1-1A |  | 2008 | 20-Dec-2010 | In-service
Current Transformer (CT) | 220kV Sir M V EDC GIS | Bus Coupler | Y | ABB |  | 220kV |  |  |  | 1200-600-300/1-1-1-1-1A | 1200/1-1-1-1-1A |  | 2008 | 20-Dec-2010 | In-service
Current Transformer (CT) | 220kV Sir M V EDC GIS | Bus Coupler | B | ABB |  | 220kV |  |  |  | 1200-600-300/1-1-1-1-1A | 1200/1-1-1-1-1A |  | 2008 | 20-Dec-2010 | In-service
Potential Transformer (PT) | 220kV Sir M V EDC GIS | Bus-1/Main Bus | R |  |  | 220kV | [5 empty] | 220kV/110V-110V-110V | 2008 | 20-Dec-2010 | In-service
Potential Transformer (PT) | 220kV Sir M V EDC GIS | Bus-1/Main Bus | Y |  |  | 220kV | [5 empty] | 220kV/110V-110V-110V | 2008 | 20-Dec-2010 | In-service
Potential Transformer (PT) | 220kV Sir M V EDC GIS | Bus-1/Main Bus | B |  |  | 220kV | [5 empty] | 220kV/110V-110V-110V | 2008 | 20-Dec-2010 | In-service
Potential Transformer (PT) | 220kV Sir M V EDC GIS | Bus-2/Transfer Bus | R |  |  | 220kV | [5 empty] | 220kV/110V-110V-110V | 2008 | 20-Dec-2010 | In-service
Potential Transformer (PT) | 220kV Sir M V EDC GIS | Bus-2/Transfer Bus | Y |  |  | 220kV | [5 empty] | 220kV/110V-110V-110V | 2008 | 20-Dec-2010 | In-service
Potential Transformer (PT) | 220kV Sir M V EDC GIS | Bus-2/Transfer Bus | B |  |  | 220kV | [5 empty] | 220kV/110V-110V-110V | 2008 | 20-Dec-2010 | In-service
Current Transformer (CT) | 220kV Sir M V EDC GIS | BMTC line | R | ABB |  | 66kV |  |  |  | 1200-800/1-1-1-1A | 800/1-1-1-1A |  | 2008 | 20-Dec-2010 | In-service
Current Transformer (CT) | 220kV Sir M V EDC GIS | BMTC line | Y | ABB |  | 66kV |  |  |  | 1200-800/1-1-1-1A | 800/1-1-1-1A |  | 2008 | 20-Dec-2010 | In-service
Current Transformer (CT) | 220kV Sir M V EDC GIS | BMTC line | B | ABB |  | 66kV |  |  |  | 1200-800/1-1-1-1A | 800/1-1-1-1A |  | 2008 | 20-Dec-2010 | In-service
Current Transformer (CT) | 220kV Sir M V EDC GIS | B station line | R | ABB |  | 66kV |  |  |  | 1200-800/1-1-1-1A | 800/1-1-1-1A |  | 2008 | 20-Dec-2010 | In-service
Current Transformer (CT) | 220kV Sir M V EDC GIS | B station line | Y | ABB |  | 66kV |  |  |  | 1200-800/1-1-1-1A | 800/1-1-1-1A |  | 2008 | 20-Dec-2010 | In-service
Current Transformer (CT) | 220kV Sir M V EDC GIS | B station line | B | ABB |  | 66kV |  |  |  | 1200-800/1-1-1-1A | 800/1-1-1-1A |  | 2008 | 20-Dec-2010 | In-service
Current Transformer (CT) | 220kV Sir M V EDC GIS | Austin line | R | ABB |  | 66kV |  |  |  | 1200-800/1-1-1-1A | 800/1-1-1-1A |  | 2008 | 20-Dec-2010 | In-service
Current Transformer (CT) | 220kV Sir M V EDC GIS | Austin line | Y | ABB |  | 66kV |  |  |  | 1200-800/1-1-1-1A | 800/1-1-1-1A |  | 2008 | 20-Dec-2010 | In-service
Current Transformer (CT) | 220kV Sir M V EDC GIS | Austin line | B | ABB |  | 66kV |  |  |  | 1200-800/1-1-1-1A | 800/1-1-1-1A |  | 2008 | 20-Dec-2010 | In-service
Current Transformer (CT) | 220kV Sir M V EDC GIS | Kanteerava Bay line | [7 empty] | 1200-800/1-1-1A | 800/1-1-1A |  | 2023 | 18-Jan-2023 | In-service
Current Transformer (CT) | 220kV Sir M V EDC GIS | 150MVA Power TR-1 | R | ABB |  | 66kV |  |  |  | 1600-1000/1-1-1A | 1600/1-1-1A |  | 2008 | 20-Dec-2010 | In-service
Current Transformer (CT) | 220kV Sir M V EDC GIS | 150MVA Power TR-1 | Y | ABB |  | 66kV |  |  |  | 1600-1000/1-1-1A | 1600/1-1-1A |  | 2008 | 20-Dec-2010 | In-service
Current Transformer (CT) | 220kV Sir M V EDC GIS | 150MVA Power TR-1 | B | ABB |  | 66kV |  |  |  | 1600-1000/1-1-1A | 1600/1-1-1A |  | 2008 | 20-Dec-2010 | In-service
Current Transformer (CT) | 220kV Sir M V EDC GIS | 150MVA Power TR-2 | R | ABB |  | 66kV |  |  |  | 1600-1000/1-1-1A | 1600/1-1-1A |  | 2008 | 20-Dec-2010 | In-service
Current Transformer (CT) | 220kV Sir M V EDC GIS | 150MVA Power TR-2 | Y | ABB |  | 66kV |  |  |  | 1600-1000/1-1-1A | 1600/1-1-1A |  | 2008 | 20-Dec-2010 | In-service
Current Transformer (CT) | 220kV Sir M V EDC GIS | 150MVA Power TR-2 | B | ABB |  | 66kV |  |  |  | 1600-1000/1-1-1A | 1600/1-1-1A |  | 2008 | 20-Dec-2010 | In-service
Current Transformer (CT) | 220kV Sir M V EDC GIS | 31.5MVA Power TR-2 | R | ABB |  | 66kV |  |  |  | 400/1-1-1A |  |  | 2008 | 20-Dec-2010 | In-service
Current Transformer (CT) | 220kV Sir M V EDC GIS | 31.5MVA Power TR-2 | Y | ABB |  | 66kV |  |  |  | 400/1-1-1A |  |  | 2008 | 20-Dec-2010 | In-service
Current Transformer (CT) | 220kV Sir M V EDC GIS | 31.5MVA Power TR-2 | B | ABB |  | 66kV |  |  |  | 400/1-1-1A |  |  | 2008 | 20-Dec-2010 | In-service
Current Transformer (CT) | 220kV Sir M V EDC GIS | 31.5MVA Power TR-3 | R | ABB |  | 66kV |  |  |  | 400/1-1-1A |  |  | 2008 | 20-Dec-2010 | In-service
Current Transformer (CT) | 220kV Sir M V EDC GIS | 31.5MVA Power TR-3 | Y |  |  | 66kV
Current Transformer (CT) | 220kV Sir M V EDC GIS | 31.5MVA Power TR-3
Current Transformer (CT) | 220kV Sir M V EDC GIS | Ø | B | ABB |  | 66kV |  |  |  | 400/1-1-1A | 400/1-1-1A |  | 2008 | 20-Dec-2010 | In-service
Current Transformer (CT) | 220kV Sir M V EDC GIS | Bus Coupler | Y | ABB |  | 66kV |  |  |  | 1600-1200/1-1-1A | 1600/1-1-1A |  | 2008 | 20-Dec-2010 | In-service
Current Transformer (CT) | 220kV Sir M V EDC GIS | Bus Coupler | B | ABB |  | 66kV |  |  |  | 1600-1200/1-1-1A | 1600/1-1-1A |  | 2008 | 20-Dec-2010 | In-service
Potential Transformer (PT) | 220kV Sir M V EDC GIS | Bus-1/Main Bus | R |  |  | 66kV | [5 empty] | 66kV/110V-110V | 2008 | 20-Dec-2010 | In-service
Potential Transformer (PT) | 220kV Sir M V EDC GIS | Bus-1/Main Bus | Y |  |  | 66kV | [5 empty] | 66kV/110V-110V | 2008 | 20-Dec-2010 | In-service
Potential Transformer (PT) | 220kV Sir M V EDC GIS | Bus-1/Main Bus | B |  |  | 66kV | [5 empty] | 66kV/110V-110V | 2008 | 20-Dec-2010 | In-service
Potential Transformer (PT) | 220kV Sir M V EDC GIS | Bus-2/Transfer Bus | R |  |  | 66kV | [5 empty] | 66kV/110V-110V | 2008 | 20-Dec-2010 | In-service
Potential Transformer (PT) | 220kV Sir M V EDC GIS | Bus-2/Transfer Bus | Y |  |  | 66kV | [5 empty] | 66kV/110V-110V | 2008 | 20-Dec-2010 | In-service
Potential Transformer (PT) | 220kV Sir M V EDC GIS | Bus-2/Transfer Bus | B |  |  | 66kV | [5 empty] | 66kV/110V-110V | 2008 | 20-Dec-2010 | In-service
Power Transformer | 220kV Sir M V EDC GIS | 150MVA Power TR-1 |  | ABB | 150.0 | 220/66/11kV | 13074-002 | YNyn0d11 | 17.5 |  |  |  | 2008 | 20-Dec-2010 | In-service
Power Transformer | 220kV Sir M V EDC GIS | 150MVA Power TR-2 |  | ABB | 150.0 | 220/66/11kV | 13074-001 | YNyn0d11 | 17.5 |  |  |  | 2008 | 20-Dec-2010 | In-service
Power Transformer | 220kV Sir M V EDC GIS | 31.5MVA Power TR-2 |  | EMCO | 31.5 | 66/11kV | 2970 | Dyn11 | 12.6 |  |  |  | 2008 | 20-Dec-2010 | In-service
Power Transformer | 220kV Sir M V EDC GIS | 31.5MVA Power TR-3 |  | EMCO | 31.5 | 66/11kV | 2971 | Dyn11 | 12.6 |  |  |  | 2009 | 20-Dec-2010 | In-service
Current Transformer (CT) | 220kV Jigani | Mylasandra Line 1 220Kv line | R | ABB |  | 220kV |  |  |  | 800-600-400-300/1-1-1-1-1A | 800/1-1-1-1-1A |  | 2009 | 04-Mar-2018 | In-service
Current Transformer (CT) | 220kV Jigani | Mylasandra Line 1 220Kv line | Y | ABB |  | 220kV |  |  |  | 800-600-400-300/1-1-1-1-1A | 800/1-1-1-1-1A |  | 2009 | 04-Mar-2018 | In-service
Current Transformer (CT) | 220kV Jigani | Mylasandra Line 1 220Kv line | B | ABB |  | 220kV |  |  |  | 800-600-400-300/1-1-1-1-1A | 800/1-1-1-1-1A |  | 2009 | 04-Mar-2018 | In-service
Current Transformer (CT) | 220kV Jigani | 220kV Jigani - Yarandanahalli Line 2 | R | 220Kv line ABB |  | 220kV |  |  |  | 800-600-400-300/1-1-1-1-1A | 800/1-1-1-1-1A |  | 2009 | 15-Nov-2019 | In-service
Current Transformer (CT) | 220kV Jigani | 220kV Jigani - Yarandanahalli Line 2 | Y | 220Kv line ABB |  | 220kV |  |  |  | 800-600-400-300/1-1-1-1-1A | 800/1-1-1-1-1A |  | 2009 | 15-Nov-2019 | In-service
Current Transformer (CT) | 220kV Jigani | 220kV Jigani - Yarandanahalli Line 2 | B | 220Kv line ABB |  | 220kV |  |  |  | 800-600-400-300/1-1-1-1-1A | 800/1-1-1-1-1A |  | 2009 | 15-Nov-2019 | In-service
Current Transformer (CT) | 220kV Jigani | 150MVA Power TR-1 | R | ABB |  | 220kV |  |  |  | 800-600-400-300/1-1-1-1-1A | 600/1-1-1-1-1A |  | 2008 | 04-Mar-2018 | In-service
Current Transformer (CT) | 220kV Jigani | 150MVA Power TR-1 | Y | ABB |  | 220kV |  |  |  | 800-600-400-300/1-1-1-1-1A | 600/1-1-1-1-1A |  | 2008 | 04-Mar-2018 | In-service
Current Transformer (CT) | 220kV Jigani | 150MVA Power TR-1 | B | ABB |  | 220kV |  |  |  | 800-600-400-300/1-1-1-1-1A | 600/1-1-1-1-1A |  | 2008 | 04-Mar-2018 | In-service
Current Transformer (CT) | 220kV Jigani | 150MVA Power TR-2 | R | ABB |  | 220kV |  |  |  | 800-600-400-300/1-1-1-1-1A | 600/1-1-1-1-1A |  | 2008 | 15-Nov-2019 | In-service
Current Transformer (CT) | 220kV Jigani | 150MVA Power TR-2 | Y | ABB |  | 220kV |  |  |  | 800-600-400-300/1-1-1-1-1A | 600/1-1-1-1-1A |  | 2008 | 15-Nov-2019 | In-service
Current Transformer (CT) | 220kV Jigani | 150MVA Power TR-2 | B | ABB |  | 220kV |  |  |  | 800-600-400-300/1-1-1-1-1A | 600/1-1-1-1-1A |  | 2008 | 15-Nov-2019 | In-service
Current Transformer (CT) | 220kV Jigani | Bus Coupler | R | ABB |  | 220kV |  |  |  | 800-600-400-300/1-1-1-1-1A | 800/1-1-1-1-1A |  | 2009 | 01-Sep-2021 | In-service
Current Transformer (CT) | 220kV Jigani | Bus Coupler | Y | ABB |  | 220kV |  |  |  | 800-600-400-300/1-1-1-1-1A | 800/1-1-1-1-1A |  | 2009 | 04-Mar-2018 | In-service
Current Transformer (CT) | 220kV Jigani | Bus Coupler | B | ABB |  | 220kV |  |  |  | 800-600-400-300/1-1-1-1-1A | 800/1-1-1-1-1A |  | 2009 | 01-Sep-2021 | In-service
Potential Transformer (PT) | 220kV Jigani | Main Bus-1 | R |  |  | 220kV | [5 empty] | 220kV/110V-110V | 2008 | 04-Mar-2018 | In-service
Potential Transformer (PT) | 220kV Jigani | Main Bus-1 | Y |  |  | 220kV | [5 empty] | 220kV/110V-110V | 2008 | 04-Mar-2018 | In-service
Potential Transformer (PT) | 220kV Jigani | Main Bus-1 | B |  |  | 220kV | [5 empty] | 220kV/110V-110V | 2008 | 04-Mar-2018 | In-service
Potential Transformer (PT) | 220kV Jigani | Main Bus-2 | R |  |  | 220kV | [5 empty] | 220kV/110V-110V | 2010 | 27-May-2022 | In-service
Potential Transformer (PT) | 220kV Jigani | Main Bus-2 | Y |  |  | 220kV | [5 empty] | 220kV/110V-110V | 2010 | 27-May-2022 | In-service
Potential Transformer (PT) | 220kV Jigani | Main Bus-2 | B |  |  | 220kV | [5 empty] | 220kV/110V-110V | 2010 | 27-May-2022 | In-service
Current Transformer (CT) | 220kV Jigani | KUMBARANAHALLI L1 line | R | LAMCO |  | 66kV |  |  |  | 800-400/1-1-1A | 800/1-1-1A |  | 2008 | 30-Sep-2011 | In-service
Current Transformer (CT) | 220kV Jigani | KUMBARANAHALLI L1 line | Y | LAMCO |  | 66kV |  |  |  | 800-400/1-1-1A | 800/1-1-1A |  | 2008 | 30-Sep-2011 | In-service
Current Transformer (CT) | 220kV Jigani | KUMBARANAHALLI L1 line | B | LAMCO |  | 66kV |  |  |  | 800-400/1-1-1A | 800/1-1-1A |  | 2008 | 30-Sep-2011 | In-service
Current Transformer (CT) | 220kV Jigani | 220kV Jigani O/G line | R | ABB |  | 66kV |  |  |  | 800-600-400-200/1-1-1A | 800/1-1-1A |  | 2008 | 15-Nov-2019 | In-service
Current Transformer (CT) | 220kV Jigani | 220kV Jigani O/G line | Y | ABB |  | 66kV |  |  |  | 800-600-400-200/1-1-1A | 800/1-1-1A |  | 2008 | 15-Nov-2019 | In-service
Current Transformer (CT) | 220kV Jigani | 220kV Jigani O/G line | B | ABB |  | 66kV |  |  |  | 800-600-400-200/1-1-1A | 800/1-1-1A |  | 2008 | 15-Nov-2019 | In-service
Current Transformer (CT) | 220kV Jigani | 150MVA Power TR-1 | R | LAMCO |  | 66kV |  |  |  | 1600-1200-1000/1-1-1A | 1600/1-1-1A |  | 2015 | 04-Mar-2018 | In-service
Current Transformer (CT) | 220kV Jigani | 150MVA Power TR-1 | Y | LAMCO |  | 66kV |  |  |  | 1600-1200-1000/1-1-1A | 1600/1-1-1A |  | 2015 | 04-Mar-2018 | In-service
Current Transformer (CT) | 220kV Jigani | 150MVA Power TR-1 | B | LAMCO |  | 66kV |  |  |  | 1600-1200-1000/1-1-1A | 1600/1-1-1A |  | 2015 | 04-Mar-2018 | In-service
Current Transformer (CT) | 220kV Jigani | 31.5MVA Power TR-1 | R | LAMCO |  | 66kV |  |  |  | 400/1-1-1A |  |  | 2008 | 30-Sep-2011 | In-service
Current Transformer (CT) | 220kV Jigani | 31.5MVA Power TR-1 | Y | LAMCO |  | 66kV |  |  |  | 400/1-1-1A |  |  | 2008 | 30-Sep-2011 | In-service
Current Transformer (CT) | 220kV Jigani | 31.5MVA Power TR-1 | B | LAMCO |  | 66kV |  |  |  | 400/1-1-1A |  |  | 2008 | 30-Sep-2011 | In-service
Current Transformer (CT) | 220kV Jigani | 150MVA Power TR-2 | R | Electric Power Equipments |  | 66kV |  |  |  | 1600-1000/1-1-1A | 1600/1-1-1A |  | 2019 | 20-Oct-2020 | In-service
Current Transformer (CT) | 220kV Jigani | 150MVA Power TR-2 | Y | Electric Power Equipments |  | 66kV |  |  |  | 1600-1000/1-1-1A | 1600/1-1-1A |  | 2019 | 20-Oct-2020 | In-service
Current Transformer (CT) | 220kV Jigani | 150MVA Power TR-2 | B | Epicast Power Equipment |  | 66kV |  |  |  | 1600-1000/1-1-1A | 1600/1-1-1A |  | 2019 | 20-Oct-2020 | In-service
Current Transformer (CT) | 220kV Jigani | 31.5MVA Power TR-2 | R | LAMCO |  | 66kV |  |  |  | 400/1-1-1A |  |  | 2008 | 03-Oct-2011 | In-service
Current Transformer (CT) | 220kV Jigani | 31.5MVA Power TR-2 | Y | LAMCO |  | 66kV |  |  |  | 400/1-1-1A |  |  | 2008 | 03-Oct-2011 | In-service
Current Transformer (CT) | 220kV Jigani | 31.5MVA Power TR-2 | B | LAMCO |  | 66kV |  |  |  | 400/1-1-1A |  |  | 2008 | 03-Oct-2011 | In-service
Current Transformer (CT) | 220kV Jigani | Bus Coupler | R | LAMCO |  | 66kV |  |  |  | 1600-1200/1-1-1A | 1600/1-1-1A |  | 2008 | 01-Sep-2021 | In-service
Current Transformer (CT) | 220kV Jigani | Bus Coupler | Y | LAMCO |  | 66kV |  |  |  | 1600-1200/1-1-1A | 1600/1-1-1A |  | 2008 | 01-Sep-2021 | In-service
Current Transformer (CT) | 220kV Jigani | BAY NAME | B | MAKE LAMCO YOM DOC CTRA CTRC STATUS |  | 66kV |  |  |  | 1600-1200/1-1-1A | 1600/1-1-1A |  | 2008 | 01-Sep-2021 | In-service
Potential Transformer (PT) | 220kV Jigani | Main Bus-1 | R |  |  | 66kV | [5 empty] | 66kV/110V-110V-110V | 2008 | 30-Sep-2011 | In-service
Potential Transformer (PT) | 220kV Jigani | Main Bus-1 | Y |  |  | 66kV | [5 empty] | 66kV/110V-110V-110V | 2008 | 30-Sep-2011 | In-service
Potential Transformer (PT) | 220kV Jigani | Main Bus-1 | B |  |  | 66kV | [5 empty] | 66kV/110V-110V-110V | 2008 | 30-Sep-2011 | In-service
Potential Transformer (PT) | 220kV Jigani | Main Bus-2 | R |  |  | 66kV | [5 empty] | 66kV/110V-110V-110V | 2008 | 20-Oct-2020 | In-service
Potential Transformer (PT) | 220kV Jigani | Main Bus-2 | Y |  |  | 66kV | [5 empty] | 66kV/110V-110V-110V | 2009 | 20-Oct-2021 | In-service
Potential Transformer (PT) | 220kV Jigani | Main Bus-2 | B |  |  | 66kV | [5 empty] | 66kV/110V-110V-110V | 2008 | 20-Oct-2020 | In-service
Power Transformer | 220kV Jigani | 150MVA Power TR-1 |  | ABB | 150.0 | 220/66/11kV | 13068-005 | YNyn0d11 | 13.5 |  |  |  | 2008 | 04-Mar-2018 | In-service
Power Transformer | 220kV Jigani | 150MVA Power TR-2 |  | ABB | 150.0 | 220/66/11kV | 13068-006 | YNyn0d11 | 13.5 |  |  |  | 2008 | 15-Nov-2019 | In-service
Power Transformer | 220kV Jigani | 31.5MVA Power TR-1 |  | Victory Electricals Ltd | 31.5 | 66/11kV | 4-0012/6 | Dyn11 | 12.8 |  |  |  | 2009 | 30-Sep-2011 | In-service
Power Transformer | 220kV Jigani | 31.5MVA Power TR-2 |  | Bharat Bijlee Ltd | 31.5 | 66/11kV | 4934/17 | Dyn11 | 9.7 |  |  |  | 2006 | 03-Nov-2022 | In-service
Current Transformer (CT) | 66kV Kanakapura | 66kV Kanakapura-Somanahalli line | R | ABB |  | 220kV |  |  |  | 800-600-400-300/1-1-1-1-1A | 800/1-1-1-1-1A |  | 2007 | 01-Aug-2008 | In-service
Current Transformer (CT) | 66kV Kanakapura | 66kV Kanakapura-Somanahalli line | Y | ABB |  | 220kV |  |  |  | 800-600-400-300/1-1-1-1-1A | 800/1-1-1-1-1A |  | 2007 | 01-Aug-2008 | In-service
Current Transformer (CT) | 66kV Kanakapura | 66kV Kanakapura-Somanahalli line | B | ABB |  | 220kV |  |  |  | 800-600-400-300/1-1-1-1-1A | 800/1-1-1-1-1A |  | 2007 | 01-Aug-2008 | In-service
Current Transformer (CT) | 66kV Kanakapura | 66kV Kanakapura-TkHalli line | R | ABB |  | 220kV |  |  |  | 800-600-400-300/1-1-1-1-1A | 800/1-1-1-1-1A |  | 2007 | 01-Aug-2008 | In-service
Current Transformer (CT) | 66kV Kanakapura | 66kV Kanakapura-TkHalli line | Y | ABB |  | 220kV |  |  |  | 800-600-400-300/1-1-1-1-1A | 800/1-1-1-1-1A |  | 2007 | 01-Aug-2008 | In-service
Current Transformer (CT) | 66kV Kanakapura | 66kV Kanakapura-TkHalli line | B | ABB |  | 220kV |  |  |  | 800-600-400-300/1-1-1-1-1A | 800/1-1-1-1-1A |  | 2007 | 01-Aug-2008 | In-service
Current Transformer (CT) | 66kV Kanakapura | 100MVA Power TR-1 | R | ABB |  | 220kV |  |  |  | 800-600-400-300/1-1-1-1-1A | 300/1-1-1-1-1A |  | 2007 | 01-Jan-2008 | In-service
Current Transformer (CT) | 66kV Kanakapura | 100MVA Power TR-1 | Y | ABB |  | 220kV |  |  |  | 800-600-400-300/1-1-1-1-1A | 300/1-1-1-1-1A |  | 2007 | 01-Jan-2008 | In-service
Current Transformer (CT) | 66kV Kanakapura | 100MVA Power TR-1 | B | ABB |  | 220kV |  |  |  | 800-600-400-300/1-1-1-1-1A | 300/1-1-1-1-1A |  | 2007 | 01-Jan-2008 | In-service
Current Transformer (CT) | 66kV Kanakapura | 100MVA Power TR-2 | R | GE T&D India Limited |  | 220kV |  |  |  | 800-600-400-300/1-1-1-1-1A | 300/1-1-1-1-1A |  | 2022 | 26-Jul-2024 | In-service
Current Transformer (CT) | 66kV Kanakapura | 100MVA Power TR-2 | Y | GE T&D India Limited |  | 220kV |  |  |  | 800-600-400-300/1-1-1-1-1A | 300/1-1-1-1-1A |  | 2022 | 26-Jul-2024 | In-service
Current Transformer (CT) | 66kV Kanakapura | 100MVA Power TR-2 | B | GE T&D India Limited |  | 220kV |  |  |  | 800-600-400-300/1-1-1-1-1A | 300/1-1-1-1-1A |  | 2022 | 26-Jul-2024 | In-service
Current Transformer (CT) | 66kV Kanakapura | Bus Coupler | R | ABB |  | 220kV |  |  |  | 800-600-400-300/1-1-1-1-1A | 800/1-1-1-1-1A |  | 2007 | 01-Jan-2008 | In-service
Current Transformer (CT) | 66kV Kanakapura | Bus Coupler | Y | ABB |  | 220kV |  |  |  | 800-600-400-300/1-1-1-1-1A | 800/1-1-1-1-1A |  | 2007 | 01-Jan-2008 | In-service
Current Transformer (CT) | 66kV Kanakapura | Bus Coupler | B | ABB |  | 220kV |  |  |  | 800-600-400-300/1-1-1-1-1A | 800/1-1-1-1-1A |  | 2007 | 01-Jan-2008 | In-service
Potential Transformer (PT) | 66kV Kanakapura | Bus-1/Main Bus | R |  |  | 220kV | [5 empty] | 220kV/110V-110V-110V | 2007 | 01-Jan-2008 | In-service
Potential Transformer (PT) | 66kV Kanakapura | Bus-1/Main Bus | Y |  |  | 220kV | [5 empty] | 220kV/110V-110V-110V | 2007 | 01-Jan-2008 | In-service
Potential Transformer (PT) | 66kV Kanakapura | Bus-1/Main Bus | B |  |  | 220kV | [5 empty] | 220kV/110V-110V-110V | 2007 | 01-Jan-2008 | In-service
Potential Transformer (PT) | 66kV Kanakapura | Bus-2/Transfer Bus | R |  |  | 220kV | [5 empty] | 220kV/110V-110V-110V | 2007 | 01-Jan-2008 | In-service
Potential Transformer (PT) | 66kV Kanakapura | Bus-2/Transfer Bus | Y |  |  | 220kV | [5 empty] | 220kV/110V-110V-110V | 2007 | 01-Jan-2008 | In-service
Potential Transformer (PT) | 66kV Kanakapura | Bus-2/Transfer Bus | B |  |  | 220kV | [5 empty] | 220kV/110V-110V-110V | 2007 | 01-Jan-2008 | In-service
Current Transformer (CT) | 66kV Kanakapura | 66kV Kanakapura line | R | ABB |  | 66kV |  |  |  | 400-200/1-1-1A | 400/1-1-1A |  | 2007 | 01-Jan-2008 | In-service
Current Transformer (CT) | 66kV Kanakapura | 66kV Kanakapura line | Y | ABB |  | 66kV |  |  |  | 400-200/1-1-1A | 400/1-1-1A |  | 2007 | 01-Jan-2008 | In-service
Current Transformer (CT) | 66kV Kanakapura | 66kV Kanakapura line | B | ABB |  | 66kV |  |  |  | 400-200/1-1-1A | 400/1-1-1A |  | 2007 | 01-Jan-2008 | In-service
Current Transformer (CT) | 66kV Kanakapura | 66kV Kanakapura-TKHalli Line-1 | R | ABB |  | 66kV |  |  |  | 400-200/1-1-1A | 400/1-1-1A |  | 2007 | 01-Jan-2008 | In-service
Current Transformer (CT) | 66kV Kanakapura | 66kV Kanakapura-TKHalli Line-1 | Y | ABB |  | 66kV |  |  |  | 400-200/1-1-1A | 400/1-1-1A |  | 2007 | 01-Jan-2008 | In-service
Current Transformer (CT) | 66kV Kanakapura | 66kV Kanakapura-TKHalli Line-1 | B | ABB |  | 66kV |  |  |  | 400-200/1-1-1A | 400/1-1-1A |  | 2007 | 01-Jan-2008 | In-service
Current Transformer (CT) | 66kV Kanakapura | 66kV Kanakapura-TKHalli Line-2 | R | ABB |  | 66kV |  |  |  | 400-200/1-1-1A | 400/1-1-1A |  | 2007 | 01-Jan-2008 | In-service
Current Transformer (CT) | 66kV Kanakapura | 66kV Kanakapura-TKHalli Line-2 | Y | ABB |  | 66kV |  |  |  | 400-200/1-1-1A | 400/1-1-1A |  | 2007 | 01-Jan-2008 | In-service
Current Transformer (CT) | 66kV Kanakapura | 66kV Kanakapura-TKHalli Line-2 | B | ABB |  | 66kV |  |  |  | 400-200/1-1-1A | 400/1-1-1A |  | 2007 | 01-Jan-2008 | In-service
Current Transformer (CT) | 66kV Kanakapura | 66kV Kanakapura-TKHalli Line-3 | R | ABB |  | 66kV |  |  |  | 400-200/1-1-1A | 400/1-1-1A |  | 2007 | 01-Jan-2008 | In-service
Current Transformer (CT) | 66kV Kanakapura | 66kV Kanakapura-TKHalli Line-3 | Y | ABB |  | 66kV |  |  |  | 400-200/1-1-1A | 400/1-1-1A |  | 2007 | 01-Jan-2008 | In-service
Current Transformer (CT) | 66kV Kanakapura | 66kV Kanakapura-TKHalli Line-3 | B | ABB |  | 66kV |  |  |  | 400-200/1-1-1A | 400/1-1-1A |  | 2007 | 01-Jan-2008 | In-service
Current Transformer (CT) | 66kV Kanakapura | Chikkenahalli-Channapathna | R | Vidyuth Controls Systems Pvt Ltd |  | 66kV |  |  |  | 400-200/1-1-1A | 400/1-1-1A |  | 2020 | 25-Mar-2021 | In-service
Current Transformer (CT) | 66kV Kanakapura | Chikkenahalli-Channapathna | Y |  |  | 66kV
Current Transformer (CT) | 66kV Kanakapura | Chikkenahalli-Channapathna
Current Transformer (CT) | 66kV Kanakapura | VOLTAGE | B | Vidyuth Controls Systems Pvt Ltd |  | 66kV |  |  |  | 400-200/1-1-1A | 400/1-1-1A |  | 2020 | 25-Mar-2021 | In-service
Current Transformer (CT) | 66kV Kanakapura | 66kV Kanakapura-Somanahalli | Y | Vidyuth Controls Systems Pvt Ltd |  | 66kV |  |  |  | 400-200/1-1-1A | 400/1-1-1A |  | 2020 | 25-Mar-2021 | In-service
Current Transformer (CT) | 66kV Kanakapura | 66kV Kanakapura-Somanahalli | B | Vidyuth Controls Systems Pvt Ltd |  | 66kV |  |  |  | 400-200/1-1-1A | 400/1-1-1A |  | 2020 | 25-Mar-2021 | In-service
Current Transformer (CT) | 66kV Kanakapura | 66kV Kanakapura-Somanahalli | R | ABB |  | 66kV |  |  |  | 400-200/1-1-1A | 400/1-1-1A |  | 2007 | 01-Jan-2008 | In-service
Current Transformer (CT) | 66kV Kanakapura | 66kV Kanakapura-Somanahalli | Y | ABB |  | 66kV |  |  |  | 400-200/1-1-1A | 400/1-1-1A |  | 2007 | 01-Jan-2008 | In-service
Current Transformer (CT) | 66kV Kanakapura | 66kV Kanakapura-Somanahalli | B | ABB |  | 66kV |  |  |  | 400-200/1-1-1A | 400/1-1-1A |  | 2007 | 01-Jan-2008 | In-service
Current Transformer (CT) | 66kV Kanakapura | 66kV Kanakapura-Somanahalli | R | ABB |  | 66kV |  |  |  | 400-200/1-1-1A | 400/1-1-1A |  | 2007 | 01-Jan-2008 | In-service
Current Transformer (CT) | 66kV Kanakapura | 66kV Kanakapura-Somanahalli | Y | ABB |  | 66kV |  |  |  | 400-200/1-1-1A | 400/1-1-1A |  | 2007 | 01-Jan-2008 | In-service
Current Transformer (CT) | 66kV Kanakapura | 66kV Kanakapura-Somanahalli | B | ABB |  | 66kV |  |  |  | 400-200/1-1-1A | 400/1-1-1A |  | 2007 | 01-Jan-2008 | In-service
Current Transformer (CT) | 66kV Kanakapura | Kunnur line line | R | Vidyuth Controls Systems Pvt Ltd |  | 66kV |  |  |  | 1000-800-600/1-1-1A | 800/1-1-1A |  | 2022 | 23-Sep-2023 | In-service
Current Transformer (CT) | 66kV Kanakapura | Kunnur line line | Y | Vidyuth Controls Systems Pvt Ltd |  | 66kV |  |  |  | 1000-800-600/1-1-1A | 800/1-1-1A |  | 2022 | 23-Sep-2023 | In-service
Current Transformer (CT) | 66kV Kanakapura | Kunnur line line | B | Vidyuth Controls Systems Pvt Ltd |  | 66kV |  |  |  | 1000-800-600/1-1-1A | 800/1-1-1A |  | 2022 | 23-Sep-2023 | In-service
Current Transformer (CT) | 66kV Kanakapura | 100MVA Power TR-1 | R | ABB |  | 66kV |  |  |  | 1200-1000-800-600/1-1-1A | 1000/1-1-1A |  | 2007 | 01-Jan-2008 | In-service
Current Transformer (CT) | 66kV Kanakapura | 100MVA Power TR-1 | Y | ABB |  | 66kV |  |  |  | 1200-1000-800-600/1-1-1A | 1000/1-1-1A |  | 2007 | 01-Jan-2008 | In-service
Current Transformer (CT) | 66kV Kanakapura | 100MVA Power TR-1 | B | ABB |  | 66kV |  |  |  | 1200-1000-800-600/1-1-1A | 1000/1-1-1A |  | 2007 | 01-Jan-2008 | In-service
Current Transformer (CT) | 66kV Kanakapura | 100MVA Power TR-2 | R | SCT Ltd,Ghaziabad |  | 66kV |  |  |  | 1600-1000/1-1-1A | 1000/1-1-1A |  | 2015 | 24-Jul-2017 | In-service
Current Transformer (CT) | 66kV Kanakapura | 100MVA Power TR-2 | Y | SCT Ltd,Ghaziabad |  | 66kV |  |  |  | 1600-1000/1-1-1A | 1000/1-1-1A |  | 2015 | 24-Jul-2017 | In-service
Current Transformer (CT) | 66kV Kanakapura | 100MVA Power TR-2 | B | SCT Ltd,Ghaziabad |  | 66kV |  |  |  | 1600-1000/1-1-1A | 1000/1-1-1A |  | 2015 | 24-Jul-2017 | In-service
Current Transformer (CT) | 66kV Kanakapura | Bus Coupler | R | ABB |  | 66kV |  |  |  | 1000-800-600/1-1-1A | 1000/1-1-1A |  | 2007 | 01-Jan-2008 | In-service
Current Transformer (CT) | 66kV Kanakapura | Bus Coupler | Y | ABB |  | 66kV |  |  |  | 1000-800-600/1-1-1A | 1000/1-1-1A |  | 2007 | 01-Jan-2008 | In-service
Current Transformer (CT) | 66kV Kanakapura | Bus Coupler | B | ABB |  | 66kV |  |  |  | 1000-800-600/1-1-1A | 1000/1-1-1A |  | 2007 | 01-Jan-2008 | In-service
Potential Transformer (PT) | 66kV Kanakapura | Bus-1/Main Bus | R |  |  | 66kV | [5 empty] | 66kV/110V-110V-110V | 2007 | 01-Jan-2008 | In-service
Potential Transformer (PT) | 66kV Kanakapura | Bus-1/Main Bus | Y |  |  | 66kV | [5 empty] | 66kV/110V-110V-110V | 2007 | 01-Jan-2008 | In-service
Potential Transformer (PT) | 66kV Kanakapura | Bus-1/Main Bus | B |  |  | 66kV | [5 empty] | 66kV/110V-110V-110V | 2007 | 01-Jan-2008 | In-service
Potential Transformer (PT) | 66kV Kanakapura | Bus-2/Transfer Bus | R |  |  | 66kV | [5 empty] | 66kV/110V-110V-110V | 2007 | 01-Jan-2008 | In-service
Potential Transformer (PT) | 66kV Kanakapura | Bus-2/Transfer Bus | Y |  |  | 66kV | [5 empty] | 66kV/110V-110V-110V | 2007 | 01-Jan-2008 | In-service
Potential Transformer (PT) | 66kV Kanakapura | Bus-2/Transfer Bus | B |  |  | 66kV | [5 empty] | 66kV/110V-110V-110V | 2007 | 01-Jan-2008 | In-service
Power Transformer | 220kV Kanakapura | 100MVA Power TR-1 |  | ABB | 100.0 | 220/66/11kV | 13044-002 | YNyn0d11 |  |  |  |  | 2006 | 01-Jan-2008 | In-service
Power Transformer | 220kV Kanakapura | 100MVA Power TR-2 |  | BHEL | 100.0 | 220/66/11kV | 2141612 | YNyn0d11 |  |  |  |  | 2016 | 24-Jul-2017 | In-service
Current Transformer (CT) | 220kV Kolar | PGCIL line-1 220kV line | R | BHEL |  | 220kV |  |  |  | 1200-600-300/1-1-1-1-1A | 1200/1-1-1-1-1A |  | 1998 | 11-Feb-2013 | In-service
Current Transformer (CT) | 220kV Kolar | PGCIL line-1 220kV line | Y | BHEL |  | 220kV |  |  |  | 1200-600-300/1-1-1-1-1A | 1200/1-1-1-1-1A |  | 1998 | 11-Feb-2013 | In-service
Current Transformer (CT) | 220kV Kolar | PGCIL line-1 220kV line | B | BHEL |  | 220kV |  |  |  | 1200-600-300/1-1-1-1-1A | 1200/1-1-1-1-1A |  | 1998 | 11-Feb-1998 | In-service
Current Transformer (CT) | 220kV Kolar | PGCIL line-2 220kV line | R | BHEL |  | 220kV |  |  |  | 1200-600-300/1-1-1-1-1A | 1200/1-1-1-1-1A |  | 1998 | 11-Feb-2013 | In-service
Current Transformer (CT) | 220kV Kolar | PGCIL line-2 220kV line | Y | BHEL |  | 220kV |  |  |  | 1200-600-300/1-1-1-1-1A | 1200/1-1-1-1-1A |  | 1998 | 11-Feb-2003 | In-service
Current Transformer (CT) | 220kV Kolar | PGCIL line-2 220kV line | B | BHEL |  | 220kV |  |  |  | 1200-600-300/1-1-1-1-1A | 1200/1-1-1-1-1A |  | 1998 | 11-Feb-2003 | In-service
Current Transformer (CT) | 220kV Kolar | 220kV Malur line -1 220kV line | R | BHEL |  | 220kV |  |  |  | 1200-800-600-400-300/1-1-11-1A | 600/1-1-1-1-1A |  | 1988 | 21-Aug-1989 | In-service
Current Transformer (CT) | 220kV Kolar | 220kV Malur line -1 220kV line | Y | BHEL |  | 220kV |  |  |  | 1200-800-600-400-300/1-1-11-1A | 600/1-1-1-1-1A |  | 1988 | 21-Aug-1989 | In-service
Current Transformer (CT) | 220kV Kolar | 220kV Malur line -1 220kV line | B | BHEL |  | 220kV |  |  |  | 1200-800-600-400-300/1-1-11-1A | 600/1-1-1-1-1A |  | 1988 | 21-Aug-1989 | In-service
Current Transformer (CT) | 220kV Kolar | 220kV Malur line -2 220kV line | R | BHEL |  | 220kV |  |  |  | 1200-600-300/1-1-1-1-1A | 600/1-1-1-1-1A |  |  | 11-Feb-2005 | In-service
Current Transformer (CT) | 220kV Kolar | 220kV Malur line -2 220kV line | Y | BHEL |  | 220kV |  |  |  | 1200-600-300/1-1-1-1-1A | 600/1-1-1-1-1A |  |  | 11-Feb-2005 | In-service
Current Transformer (CT) | 220kV Kolar | 220kV Malur line -2 220kV line | B | BHEL |  | 220kV |  |  |  | 1200-600-300/1-1-1-1-1A | 600/1-1-1-1-1A |  |  | 11-Feb-2005 | In-service
Current Transformer (CT) | 220kV Kolar | 220kV Malur line-3 220 kV line | R | BHEL |  | 220kV |  |  |  | 1200-600-300/1-1-1-1-1A | 600/1-1-1-1-1A |  |  | 11-Feb-2005 | In-service
Current Transformer (CT) | 220kV Kolar | 220kV Malur line-3 220 kV line | Y | BHEL |  | 220kV |  |  |  | 1200-800-600-400-300/1-1-11-1A | 600/1-1-1-1-1A |  |  | 11-Feb-2005 | In-service
Current Transformer (CT) | 220kV Kolar | 220kV Malur line-3 220 kV line | B | BHEL |  | 220kV |  |  |  | 1200-800-600-400-300/1-1-11-1A | 600/1-1-1-1-1A |  |  | 11-Feb-2005 | In-service
Current Transformer (CT) | 220kV Kolar | Railway traction-1 220kV line | R | Mehru Electrical & Mechanical Engg. Ltd |  | 220kV |  |  |  | 1200-800-600-400-300/1-1-11-1A | 300/1-1-1-1-1A |  | 2022 | 30-Jul-2022 | In-service
Current Transformer (CT) | 220kV Kolar | Railway traction-1 220kV line | Y | Mehru Electrical & |  | 220kV |  |  |  | 300/1-1-1-1-1A |  |  | 2022 | 30-Jul-2022 | In-service
Current Transformer (CT) | 220kV Kolar | Railway traction-1 220kV line | B | Mehru Electrical & Mechanical Engg. Ltd |  | 220kV |  |  |  | 1200-800-600-400-300/1-1-11-1A | 300/1-1-1-1-1A |  | 2022 | 30-Jul-2022 | In-service
Current Transformer (CT) | 220kV Kolar | Railway traction-2 220 kV line R 220kV | [7 empty] | 1200-800-600-400-300/1-1-11-1A | 300/1-1-1-1-1A |  | 2022 | 04-Aug-2022 | In-service
Current Transformer (CT) | 220kV Kolar | Railway traction-2 220 kV line Y 220kV | [7 empty] | 1200-800-600-400-300/1-1-11-1A | 300/1-1-1-1-1A |  | 2022 | 04-Aug-2022 | In-service
Current Transformer (CT) | 220kV Kolar | Railway traction-2 220 kV line B 220kV | [7 empty] | 1200-800-600-400-300/1-1-11-1A | 300/1-1-1-1-1A |  | 2022 | 04-Aug-2022 | In-service
Current Transformer (CT) | 220kV Kolar | 100MVA Power TR-1 | R | BHEL |  | 220kV |  |  |  | 600-400-300-200/1-1-1-1-1A | 300/1-1-1-1-1A |  |  | 21-Aug-1989 | In-service
Current Transformer (CT) | 220kV Kolar | 100MVA Power TR-1 | Y | BHEL |  | 220kV |  |  |  | 600-400-300-200/1-1-1-1-1A | 300/1-1-1-1-1A |  |  | 21-Aug-1989 | In-service
Current Transformer (CT) | 220kV Kolar | 100MVA Power TR-1 | B | BHEL |  | 220kV |  |  |  | 600-400-300-200/1-1-1-1-1A | 300/1-1-1-1-1A |  |  | 21-Aug-1989 | In-service
Current Transformer (CT) | 220kV Kolar | 100MVA Power TR-2 | R | WS Industries Pvt Ltd |  | 220kV |  |  |  | 600-400-300-200/1-1-1-1-1A | 300/1-1-1-1-1A |  |  | 18-Aug-1993 | In-service
Current Transformer (CT) | 220kV Kolar | 100MVA Power TR-2 | Y | WS Industries Pvt Ltd |  | 220kV |  |  |  | 600-400-300-200/1-1-1-1-1A | 300/1-1-1-1-1A |  |  | 18-Aug-1993 | In-service
Current Transformer (CT) | 220kV Kolar | 100MVA Power TR-2 | B | WS Industries Pvt Ltd |  | 220kV |  |  |  | 600-400-300-200/1-1-1-1-1A | 300/1-1-1-1-1A |  |  | 18-Aug-1993 | In-service
Current Transformer (CT) | 220kV Kolar | 100MVA Power TR-3 | R | LAMCO |  | 220kV |  |  |  | 800-600-400-300/1-1-1-1-1A | 600/1-1-1-1-1A |  |  | 08-Dec-2016 | In-service
Current Transformer (CT) | 220kV Kolar | 100MVA Power TR-3 | Y | LAMCO |  | 220kV |  |  |  | 800-600-400-300/1-1-1-1-1A | 600/1-1-1-1-1A |  |  | 08-Dec-2016 | In-service
Current Transformer (CT) | 220kV Kolar | 100MVA Power TR-3 | B | LAMCO |  | 220kV |  |  |  | 800-600-400-300/1-1-1-1-1A | 600/1-1-1-1-1A |  |  | 08-Dec-2016 | In-service
Potential Transformer (PT) | 220kV Kolar | Main Bus | R |  |  | 220kV | [5 empty] | 220kV/110V-110V |  | 21-Aug-1989 | In-service
Potential Transformer (PT) | 220kV Kolar | Main Bus | Y |  |  | 220kV | [5 empty] | 220kV/110V-110V |  | 21-Aug-1989 | In-service
Potential Transformer (PT) | 220kV Kolar | Main Bus | B |  |  | 220kV | [5 empty] | 220kV/110V-110V |  | 21-Aug-1989 | In-service
Current Transformer (CT) | 220kV Kolar | Srinivasapura line line | R | Universal Magnoflux (UMF) |  | 66kV |  |  |  | 400-200/1-1-1A | 400/1-1-1A |  |  | 08-Aug-2005 | In-service
Current Transformer (CT) | 220kV Kolar | Srinivasapura line line | Y | Universal Magnoflux (UMF) |  | 66kV |  |  |  | 400-200/1-1-1A | 400/1-1-1A |  |  | 08-Aug-2005 | In-service
Current Transformer (CT) | 220kV Kolar | Srinivasapura line line | B | Universal Magnoflux (UMF) |  | 66kV |  |  |  | 400-200/1-1-1A | 400/1-1-1A |  |  | 08-Aug-2005 | In-service
Current Transformer (CT) | 220kV Kolar | Mulbhagal line line | R | Sucon |  | 66kV |  |  |  | 400-200/1-1-1A | 400/1-1-1A |  |  | 18-Oct-2022 | In-service
Current Transformer (CT) | 220kV Kolar | Mulbhagal line line | Y | Electric Power Equipments |  | 66kV |  |  |  | 600-400-300-200/1-1-1A | 400/1-1-1A |  |  | 08-Aug-2005 | In-service
Current Transformer (CT) | 220kV Kolar | Mulbhagal line line | B | Electric Power Equipments |  | 66kV |  |  |  | 600-400-300-200/1-1-1A | 400/1-1-1A |  |  | 08-Aug-2005 | In-service
Current Transformer (CT) | 220kV Kolar | Bangarpet-2 line line | R | LAMCO |  | 66kV |  |  |  | 400-200/1-1-1A | 400/1-1-1A |  |  | 16-Jan-2005 | In-service
Current Transformer (CT) | 220kV Kolar | Bangarpet-2 line line | Y | LAMCO |  | 66kV |  |  |  | 400-200/1-1-1A | 400/1-1-1A |  |  | 16-Jan-2005 | In-service
Current Transformer (CT) | 220kV Kolar | Bangarpet-2 line line | B | LAMCO |  | 66kV |  |  |  | 400-200/1-1-1A | 400/1-1-1A |  |  | 16-Jan-2005 | In-service
Current Transformer (CT) | 220kV Kolar | Tayalur line line | R | Automatic Electric Ltd |  | 66kV |  |  |  | 600-300-150-75/1-1-1A | 300/1-1-1A |  |  | 12-Nov-2005 | In-service
Current Transformer (CT) | 220kV Kolar | Tayalur line line | Y | Automatic Electric Ltd |  | 66kV |  |  |  | 600-300-150-75/1-1-1A | 300/1-1-1A |  |  | 12-Nov-2005 | In-service
Current Transformer (CT) | 220kV Kolar | Tayalur line line | B | Automatic Electric Ltd |  | 66kV |  |  |  | 600-300-150-75/1-1-1A | 300/1-1-1A |  |  | 12-Nov-2005 | In-service
Current Transformer (CT) | 220kV Kolar | Vemgal line line | R | Automatic Electric Ltd |  | 66kV |  |  |  | 800-600-400-200/1-1-1A | 600/1-1-1A |  |  | 27-Dec-2005 | In-service
Current Transformer (CT) | 220kV Kolar | Vemgal line line | Y | Automatic Electric Ltd |  | 66kV |  |  |  | 800-600-400-200/1-1-1A | 600/1-1-1A |  |  | 27-Dec-2005 | In-service
Current Transformer (CT) | 220kV Kolar | Vemgal line line | B | Automatic Electric |  | 66kV |  |  |  | 800-600-400-200/1-1-1A | 600/1-1-1A |  |  | 27-Dec-2005 | In-service
Current Transformer (CT) | 220kV Kolar | Narasapura line-2 line | R | Universal Magnoflux (UMF) |  | 66kV |  |  |  | 1000-600/1-1-1A | 1000/1-1-1A |  | 2007 | 03-Aug-2024 | In-service
Current Transformer (CT) | 220kV Kolar | Narasapura line-2 line | Y | Universal Magnoflux (UMF) |  | 66kV |  |  |  | 1000-600/1-1-1A | 1000/1-1-1A |  | 2007 | 03-Aug-2024 | In-service
Current Transformer (CT) | 220kV Kolar | Narasapura line-2 line | B | Universal Magnoflux (UMF) |  | 66kV |  |  |  | 1000-600/1-1-1A | 1000/1-1-1A |  | 2007 | 03-Aug-2024 | In-service
Current Transformer (CT) | 220kV Kolar | Narasapura line-1 line | R | LAMCO |  | 66kV |  |  |  | 1200-800/1-1-1A | 800/1-1-1A |  |  | 26-Mar-2010 | In-service
Current Transformer (CT) | 220kV Kolar | Narasapura line-1 line | Y | LAMCO |  | 66kV |  |  |  | 1200-800/1-1-1A | 800/1-1-1A |  |  | 26-Mar-2010 | In-service
Current Transformer (CT) | 220kV Kolar | Narasapura line-1 line | B | LAMCO |  | 66kV |  |  |  | 1200-800/1-1-1A | 800/1-1-1A |  |  | 26-Mar-2010 | In-service
Current Transformer (CT) | 220kV Kolar | Vokkaleri line line | R | Universal Magnoflux (UMF) |  | 66kV |  |  |  | 400-200/1-1-1A | 400/1-1-1A |  |  | 02-Mar-2005 | In-service
Current Transformer (CT) | 220kV Kolar | Vokkaleri line line | Y | Universal Magnoflux (UMF) |  | 66kV |  |  |  | 400-200/1-1-1A | 400/1-1-1A |  |  | 02-Mar-2005 | In-service
Current Transformer (CT) | 220kV Kolar | Vokkaleri line line | B | Universal Magnoflux (UMF) |  | 66kV |  |  |  | 400-200/1-1-1A | 400/1-1-1A |  |  | 02-Mar-2005 | In-service
Current Transformer (CT) | 220kV Kolar | Bangarpet line-1 line | R | Indian Transformers Company Ltd |  | 66kV |  |  |  | 400-200/1-1-1A | 400/1-1-1A |  |  | 12-Nov-2005 | In-service
Current Transformer (CT) | 220kV Kolar | Bangarpet line-1 line | Y | LAMCO |  | 66kV |  |  |  | 800-400/1-1-1A | 400/1-1-1A |  |  | 18-May-2023 | In-service
Current Transformer (CT) | 220kV Kolar | Bangarpet line-1 line | B | Indian Transformers Company Ltd |  | 66kV |  |  |  | 400-200/1-1-1A | 400/1-1-1A |  |  | 12-Nov-2005 | In-service
Current Transformer (CT) | 220kV Kolar | Nangli line line | R | Indian Transformers Company Ltd |  | 66kV |  |  |  | 400-200/1-1-1A | 200/1-1-1A |  |  | 12-Nov-2005 | In-service
Current Transformer (CT) | 220kV Kolar | Nangli line line | Y | Indian Transformers Company Ltd |  | 66kV |  |  |  | 400-200/1-1-1A | 200/1-1-1A |  |  | 12-Nov-2005 | In-service
Current Transformer (CT) | 220kV Kolar | Nangli line line | B | Indian Transformers Company Ltd |  | 66kV |  |  |  | 400-200/1-1-1A | 200/1-1-1A |  |  | 12-Nov-2005 | In-service
Current Transformer (CT) | 220kV Kolar | PGCIL Auxiliary line line | R | Automatic Electric Ltd |  | 66kV |  |  |  | 800-400/1-1-1A | 400/1-1-1A |  |  | 21-Aug-1989 | In-service
Current Transformer (CT) | 220kV Kolar | PGCIL Auxiliary line line | Y | Automatic Electric Ltd |  | 66kV |  |  |  | 800-400/1-1-1A | 400/1-1-1A |  |  | 21-Aug-1989 | In-service
Current Transformer (CT) | 220kV Kolar | PGCIL Auxiliary line line | B | Automatic Electric Ltd |  | 66kV |  |  |  | 800-400/1-1-1A | 400/1-1-1A |  |  | 21-Aug-1989 | In-service
Current Transformer (CT) | 220kV Kolar | 100MVA Power TR-1 | R | WS Industries Pvt Ltd |  | 66kV |  |  |  | 1200-1000-800-600-400/1-11A | 1000/1-1-1A |  | 2015 | 21-Aug-1989 | In-service
Current Transformer (CT) | 220kV Kolar | 100MVA Power TR-1 | Y |  |  | 66kV
Current Transformer (CT) | 220kV Kolar | 100MVA Power TR-1
Current Transformer (CT) | 220kV Kolar | VOLTAGE | B | WS Industries Pvt Ltd |  | 66kV |  |  |  | 1200-1000-800-600-400/1-11A | 1000/1-1-1A |  | 1988 | 21-Aug-1989 | In-service
Current Transformer (CT) | 220kV Kolar | 20MVA Power TR-1 | Y | Electric Power Equipments |  | 66kV |  |  |  | 200/1-1-1A |  |  | 1990 | 25-Nov-1992 | In-service
Current Transformer (CT) | 220kV Kolar | 20MVA Power TR-1 | B | Electric Power Equipments |  | 66kV |  |  |  | 200/1-1-1A |  |  | 1990 | 25-Nov-1992 | In-service
Current Transformer (CT) | 220kV Kolar | 100MVA Power TR-2 | R | LAMCO |  | 66kV |  |  |  | 1600-1000/1-1-1A | 1000/1-1-1A |  |  | 22-Aug-2017 | In-service
Current Transformer (CT) | 220kV Kolar | 100MVA Power TR-2 | Y | Universal Magnoflux (UMF) |  | 66kV |  |  |  | 1600-1000/1-1-1A | 1000/1-1-1A |  |  | 08-Sep-2021 | In-service
Current Transformer (CT) | 220kV Kolar | 100MVA Power TR-2 | B | Universal Magnoflux (UMF) |  | 66kV |  |  |  | 1600-1000/1-1-1A | 1000/1-1-1A |  |  | 18-Aug-1993 | In-service
Current Transformer (CT) | 220kV Kolar | 20MVA Power TR-2 | R | Andhra Mechanicals & Electrical Industries Ltd |  | 66kV |  |  |  | 400-200-100/1-1-1A | 200/1-1-1A |  | 1989 | 29-Nov-1991 | In-service
Current Transformer (CT) | 220kV Kolar | 20MVA Power TR-2 | Y | Andhra Mechanicals & Electrical Industries Ltd |  | 66kV |  |  |  | 400-200-100/1-1-1A | 200/1-1-1A |  | 1989 | 29-Nov-1991 | In-service
Current Transformer (CT) | 220kV Kolar | 20MVA Power TR-2 | B | Indian Transformers Company Ltd |  | 66kV |  |  |  | 200/1-1-1A |  |  | 2005 | 04-Jun-2022 | In-service
Current Transformer (CT) | 220kV Kolar | 100MVA Power TR-3 | R | LAMCO |  | 66kV |  |  |  | 1600-1000/1-1-1A | 1000/1-1-1A |  | 2014 | 08-Dec-2016 | In-service
Current Transformer (CT) | 220kV Kolar | 100MVA Power TR-3 | Y | LAMCO |  | 66kV |  |  |  | 1600-1000/1-1-1A | 1000/1-1-1A |  | 2014 | 08-Dec-2016 | In-service
Current Transformer (CT) | 220kV Kolar | 100MVA Power TR-3 | B | LAMCO |  | 66kV |  |  |  | 1600-1000/1-1-1A | 1000/1-1-1A |  | 2014 | 08-Dec-2016 | In-service
Current Transformer (CT) | 220kV Kolar | 20MVA Power TR-3 | R | Pragati Electricals Pvt Ltd |  | 66kV |  |  |  | 200-100/1-1-1A | 200/1-1-1A |  | 2023 | 20-Mar-2024 | In-service
Current Transformer (CT) | 220kV Kolar | 20MVA Power TR-3 | Y | Pragati Electricals Pvt Ltd |  | 66kV |  |  |  | 200-100/1-1-1A | 200/1-1-1A |  | 2023 | 20-Mar-2024 | In-service
Current Transformer (CT) | 220kV Kolar | 20MVA Power TR-3 | B | Pragati Electricals Pvt Ltd |  | 66kV |  |  |  | 200-100/1-1-1A | 200/1-1-1A |  | 2023 | 20-Mar-2024 | In-service
Current Transformer (CT) | 220kV Kolar | Cap Bank-1 | R | Powergear Ltd |  | 66kV |  |  |  | 300-150-75/1-1-1A | 150/1-1-1A |  |  | 12-Oct-1989 | In-service
Current Transformer (CT) | 220kV Kolar | Cap Bank-1 | Y | Powergear Ltd |  | 66kV |  |  |  | 300-150-75/1-1-1A | 150/1-1-1A |  |  | 12-Oct-1989 | In-service
Current Transformer (CT) | 220kV Kolar | Cap Bank-1 | B | Powergear Ltd |  | 66kV |  |  |  | 300-150-75/1-1-1A | 150/1-1-1A |  |  | 12-Oct-1989 | In-service
Current Transformer (CT) | 220kV Kolar | Bus Coupler | R | Powergear Ltd |  | 66kV |  |  |  | 1000-800-600/1-1-1A | 1000/1-1-1A |  | 1995 | 21-Aug-1995 | In-service
Current Transformer (CT) | 220kV Kolar | Bus Coupler | Y | Powergear Ltd |  | 66kV |  |  |  | 1000-800-600/1-1-1A | 1000/1-1-1A |  | 1995 | 21-Aug-1995 | In-service
Current Transformer (CT) | 220kV Kolar | Bus Coupler | B | Powergear Ltd |  | 66kV |  |  |  | 1000-800-600/1-1-1A | 1000/1-1-1A |  | 1995 | 21-Aug-1995 | In-service
Potential Transformer (PT) | 220kV Kolar | Main Bus-1 | R |  |  | 66kV | [5 empty] | 66kV/110V-110V |  | 21-Aug-1989 | In-service
Potential Transformer (PT) | 220kV Kolar | Main Bus-1 | Y |  |  | 66kV | [5 empty] | 66kV/110V-110V |  | 21-Aug-1989 | In-service
Potential Transformer (PT) | 220kV Kolar | Main Bus-1 | B |  |  | 66kV | [5 empty] | 66kV/110V-110V |  | 21-Aug-1989 | In-service
Potential Transformer (PT) | 220kV Kolar | Main Bus-2 | R |  |  | 66kV | [5 empty] | 66kV/110V-110V |  | 21-Aug-1989 | In-service
Potential Transformer (PT) | 220kV Kolar | Main Bus-2 | Y |  |  | 66kV | [5 empty] | 66kV/110V-110V |  | 21-Aug-1989 | In-service
Potential Transformer (PT) | 220kV Kolar | Main Bus-2 | B |  |  | 66kV | [5 empty] | 66kV/110V-110V |  | 21-Aug-1989 | In-service
Power Transformer | 220kV Kolar | 100MVA Power TR-1 |  | NGEF | 100.0 | 220/66/11kV | 680000059 | YNyn0d11 |  |  |  |  | 1989 | 1989-08-21 | In-service
Power Transformer | 220kV Kolar | 100MVA Power TR-2 |  | NGEF | 100.0 | 220/66/11kV | 6800000136 | YNyn0d11 | 12 |  |  |  | 1995 | 08-Sep-2021 | In-service
Power Transformer | 220kV Kolar | 100MVA Power TR-3 |  | Bharat Bijlee Ltd | 100.0 | 220/66/11kV | 5867/02 | YNyn0d11 | 10.2 |  |  |  | 2022 | 12-Sep-2025 | In-service
Power Transformer | 220kV Kolar | 20MVA Power TR-1 |  | Andrewyule | 20.0 | 66/11kV | 13185 | Dyn11 |  |  |  |  | 2004 | 26-Mar-2004 | In-service
Power Transformer | 220kV Kolar | 20MVA Power TR-2 |  | IMP Powers Ltd | 20.0 | 66/11kV | PT-7761 | Dyn11 | 10 |  |  |  | 2017 | 22-Aug-2017 | In-service
Current Transformer (CT) | 220kV Malur | 220kV Malur-220kV Kolar Line-1 line | R | BHEL |  | 220kV |  |  |  | 1200-600-300/1-1-1-1-1A | 600/1-1-1-1-1A |  | 1998 | 13-Apr-2009 | In-service
Current Transformer (CT) | 220kV Malur | 220kV Malur-220kV Kolar Line-1 line | Y | BHEL |  | 220kV |  |  |  | 1200-600-300/1-1-1-1-1A | 600/1-1-1-1-1A |  | 1998 | 22-Sep-1999 | In-service
Current Transformer (CT) | 220kV Malur | 220kV Malur-220kV Kolar Line-1 line | B | BHEL |  | 220kV |  |  |  | 1200-600-300/1-1-1-1-1A | 600/1-1-1-1-1A |  | 1998 | 22-Sep-1999 | In-service
Current Transformer (CT) | 220kV Malur | 220kV Malur-220kV Kolar Line-3 line | R | Automatic Electric Ltd |  | 220kV |  |  |  | 1200-600-300/1-1-1-1-1A | 600/1-1-1-1-1A |  |  | 29-Dec-2014 | In-service
Current Transformer (CT) | 220kV Malur | 220kV Malur-220kV Kolar Line-3 line | Y | Automatic Electric Ltd |  | 220kV |  |  |  | 1200-600-300/1-1-1-1-1A | 600/1-1-1-1-1A |  |  | 29-Dec-2014 | In-service
Current Transformer (CT) | 220kV Malur | 220kV Malur-220kV Kolar Line-3 line | B | Automatic Electric Ltd |  | 220kV |  |  |  | 1200-600-300/1-1-1-1-1A | 600/1-1-1-1-1A |  |  | 29-Dec-2014 | In-service
Current Transformer (CT) | 220kV Malur | 220kV Malur-220kV Kolar Line-2 line | R | Automatic Electric Ltd |  | 220kV |  |  |  | 800-600-400-300/1-1-1-1-1A | 600/1-1-1-1-1A |  | 2001 | 26-Sep-2001 | In-service
Current Transformer (CT) | 220kV Malur | 220kV Malur-220kV Kolar Line-2 line | Y | Automatic Electric Ltd |  | 220kV |  |  |  | 800-600-400-300/1-1-1-1-1A | 600/1-1-1-1-1A |  | 2001 | 26-Sep-2001 | In-service
Current Transformer (CT) | 220kV Malur | 220kV Malur-220kV Kolar Line-2 line | B | Automatic Electric Ltd |  | 220kV |  |  |  | 800-600-400-300/1-1-1-1-1A | 600/1-1-1-1-1A |  | 2001 | 26-Sep-2001 | In-service
Current Transformer (CT) | 220kV Malur | 220kV Malur-400kV Hoody Line line | R | BHEL |  | 220kV |  |  |  | 1200-600-300/1-1-1-1-1A | 600/1-1-1-1-1A |  | 1998 | 22-Sep-1999 | In-service
Current Transformer (CT) | 220kV Malur | 220kV Malur-400kV Hoody Line line | Y | BHEL |  | 220kV |  |  |  | 1200-600-300/1-1-1-1-1A | 600/1-1-1-1-1A |  | 1998 | 22-Sep-1999 | In-service
Current Transformer (CT) | 220kV Malur | 220kV Malur-400kV Hoody Line line | B | BHEL |  | 220kV |  |  |  | 1200-600-300/1-1-1-1-1A | 600/1-1-1-1-1A |  | 1998 | 22-Sep-1999 | In-service
Current Transformer (CT) | 220kV Malur | 220kV Malur-Somanahalli line-1 line | R | GE T&D India Limited |  | 220kV |  |  |  | 1200-800-600-400-300/1-1-11-1A | 600/1-1-1-1-1A |  | 2017 | 16-Jun-2024 | In-service
Current Transformer (CT) | 220kV Malur | 220kV Malur-Somanahalli line-1 line | Y | GE T&D India Limited |  | 220kV |  |  |  | 1200-800-600-400-300/1-1-11-1A | 600/1-1-1-1-1A |  | 2017 | 16-Jun-2024 | In-service
Current Transformer (CT) | 220kV Malur | 220kV Malur-Somanahalli line-1 line | B | GE T&D India Limited |  | 220kV |  |  |  | 1200-800-600-400-300/1-1-11-1A | 600/1-1-1-1-1A |  | 2017 | 16-Jun-2024 | In-service
Current Transformer (CT) | 220kV Malur | Power TR-1 | R | BHEL |  | 220kV |  |  |  | 300/1-1-1-1-1A |  |  | 1998 |  | In-service
Current Transformer (CT) | 220kV Malur | Power TR-1 | Y | BHEL |  | 220kV |  |  |  | 300/1-1-1-1-1A |  |  | 1998 |  | In-service
Current Transformer (CT) | 220kV Malur | Power TR-1 | B | BHEL |  | 220kV |  |  |  | 300/1-1-1-1-1A |  |  | 1998 |  | In-service
Current Transformer (CT) | 220kV Malur | Power TR-2 | R | BHEL |  | 220kV |  |  |  | 1200-600-300/1-1-1-1-1A | 300/1-1-1-1-1A |  | 1998 | 22-Sep-1999 | In-service
Current Transformer (CT) | 220kV Malur | Power TR-2 | Y | BHEL |  | 220kV |  |  |  | 1200-600-300/1-1-1-1-1A | 300/1-1-1-1-1A |  | 1998 | 22-Sep-1999 | In-service
Current Transformer (CT) | 220kV Malur | Power TR-2 | B | BHEL |  | 220kV |  |  |  | 1200-600-300/1-1-1-1-1A | 300/1-1-1-1-1A |  | 1998 | 22-Sep-1999 | In-service
Current Transformer (CT) | 220kV Malur | Bus Coupler | R | BHEL |  | 220kV |  |  |  | 1200/1-1-1-1-1A |  |  | 1998 |  | In-service
Current Transformer (CT) | 220kV Malur | Bus Coupler | Y | BHEL |  | 220kV |  |  |  | 1200/1-1-1-1-1A |  |  | 1998 |  | In-service
Current Transformer (CT) | 220kV Malur | Bus Coupler | B | BHEL |  | 220kV |  |  |  | 1200/1-1-1-1-1A |  |  | 1998 |  | In-service
Potential Transformer (PT) | 220kV Malur | Bus-1/Main Bus | R |  |  | 66kV | [5 empty] | 66kV/110V-110V-110V | 1998 | 22-Sep-1999 | In-service
Potential Transformer (PT) | 220kV Malur | Bus-1/Main Bus | Y |  |  | 66kV | [5 empty] | 66kV/110V-110V-110V | 1998 | 22-Sep-1999 | In-service
Potential Transformer (PT) | 220kV Malur | Bus-1/Main Bus | B |  |  | 66kV | [5 empty] | 66kV/110V-110V-110V | 1998 | 22-Sep-1999 | In-service
Potential Transformer (PT) | 220kV Malur | Bus-2/Transfer Bus | R |  |  | 66kV | [5 empty] | 66kV/110V-110V-110V | 1998 | 22-Sep-1999 | In-service
Potential Transformer (PT) | 220kV Malur | Bus-2/Transfer Bus | Y |  |  | 66kV | [5 empty] | 66kV/110V-110V-110V | 2010 | 06-Oct-2025 | In-service
Potential Transformer (PT) | 220kV Malur | Bus-2/Transfer Bus | B |  |  | 66kV | [5 empty] | 66kV/110V-110V-110V | 1998 | 22-Sep-1999 | In-service
Potential Transformer (PT) | 220kV Malur | Bus-1/Main Bus | R |  |  | 220kV | [5 empty] | 220kV/110V-110V | 2019 | 24-Nov-2019 | In-service
Potential Transformer (PT) | 220kV Malur | Bus-1/Main Bus | Y |  |  | 220kV | [5 empty] | 220kV/110V-110V | 2019 | 24-Nov-2019 | In-service
Potential Transformer (PT) | 220kV Malur | Bus-1/Main Bus | B |  |  | 220kV | [5 empty] | 220kV/110V-110V | 2019 | 24-Nov-2019 | In-service
Potential Transformer (PT) | 220kV Malur | Bus-2/Transfer Bus | R |  |  | 220kV | [5 empty] | 220kV/110V-110V-110V | 2022 | 24-May-2023 | In-service
Potential Transformer (PT) | 220kV Malur | Bus-2/Transfer Bus | Y |  |  | 220kV | [5 empty] | 220kV/110V-110V-110V | 2022 | 24-May-2023 | In-service
Potential Transformer (PT) | 220kV Malur | Bus-2/Transfer Bus | B |  |  | 220kV | [5 empty] | 220kV/110V-110V-110V | 2022 | 24-May-2023 | In-service
Current Transformer (CT) | 220kV Malur | Kgf Line-1 line | R | Mehru Electrical & Mechanical Engg. Ltd |  | 66kV |  |  |  | 800-400/1-1-1A | 400/1-1-1A |  | 2024 | 19-Apr-2024 | In-service
Current Transformer (CT) | 220kV Malur | Kgf Line-1 line | Y | Mehru Electrical & Mechanical Engg. Ltd |  | 66kV |  |  |  | 800-400/1-1-1A | 400/1-1-1A |  | 2024 | 19-Apr-2024 | In-service
Current Transformer (CT) | 220kV Malur | Kgf Line-1 line | B | Mehru Electrical & Mechanical Engg. Ltd |  | 66kV |  |  |  | 800-400/1-1-1A | 400/1-1-1A |  | 2024 | 19-Apr-2024 | In-service
Current Transformer (CT) | 220kV Malur | Kgf Line-2 line | R | Powergear Ltd |  | 66kV |  |  |  | 300-150-75/1-1-1A | 300/1-1-1A |  | 1998 | 22-Sep-1999 | In-service
Current Transformer (CT) | 220kV Malur | Kgf Line-2 line | Y | Powergear Ltd |  | 66kV |  |  |  | 300-150-75/1-1-1A | 300/1-1-1A |  | 1998 | 22-Sep-1999 | In-service
Current Transformer (CT) | 220kV Malur | Kgf Line-2 line | B | Powergear Ltd |  | 66kV |  |  |  | 300-150-75/1-1-1A | 300/1-1-1A |  | 1998 | 22-Sep-1999 | In-service
Current Transformer (CT) | 220kV Malur | Hoskote Line-1 line | R | Mehru Electrical & Mechanical Engg. Ltd |  | 66kV |  |  |  | 800-400/1-1-1A | 400/1-1-1A |  | 2024 | 19-Apr-2024 | In-service
Current Transformer (CT) | 220kV Malur | Hoskote Line-1 line | Y | Mehru Electrical & Mechanical Engg. Ltd |  | 66kV |  |  |  | 800-400/1-1-1A | 400/1-1-1A |  | 2024 | 19-Apr-2024 | In-service
Current Transformer (CT) | 220kV Malur | Hoskote Line-1 line | B | Mehru Electrical & Mechanical Engg. Ltd |  | 66kV |  |  |  | 800-400/1-1-1A | 400/1-1-1A |  | 2024 | 19-Apr-2024 | In-service
Current Transformer (CT) | 220kV Malur | Hoskote Line-2 line | R | Powergear Ltd |  | 66kV |  |  |  | 300-150-75/1-1-1A | 300/1-1-1A |  | 1998 | 22-Sep-1999 | In-service
Current Transformer (CT) | 220kV Malur | Hoskote Line-2 line | Y | Powergear Ltd |  | 66kV |  |  |  | 300-150-75/1-1-1A | 300/1-1-1A |  | 1998 | 22-Sep-1999 | In-service
Current Transformer (CT) | 220kV Malur | Hoskote Line-2 line | B | Powergear Ltd |  | 66kV |  |  |  | 300-150-75/1-1-1A | 300/1-1-1A |  | 1998 | 22-Sep-1999 | In-service
Current Transformer (CT) | 220kV Malur | 220kV Malur IA Line line | R | Universal Magnoflux (UMF) |  | 66kV |  |  |  | 400-200/1-1-1A | 400/1-1-1A |  | 2000 | 16-Nov-2019 | In-service
Current Transformer (CT) | 220kV Malur | 220kV Malur IA Line line | Y | Universal Magnoflux (UMF) |  | 66kV |  |  |  | 400-200/1-1-1A | 400/1-1-1A |  | 2000 | 16-Nov-2019 | In-service
Current Transformer (CT) | 220kV Malur | 220kV Malur IA Line line | B | Universal Magnoflux (UMF) |  | 66kV |  |  |  | 400-200/1-1-1A | 400/1-1-1A |  | 2000 | 16-Nov-2019 | In-service
Current Transformer (CT) | 220kV Malur | 220kV Malur Line line | R | Powergear Ltd |  | 66kV |  |  |  | 300-150-75/1-1-1A | 300/1-1-1A |  | 1998 | 22-Sep-1999 | In-service
Current Transformer (CT) | 220kV Malur | 220kV Malur Line line | Y | Powergear Ltd |  | 66kV |  |  |  | 300-150-75/1-1-1A | 300/1-1-1A |  | 1998 | 22-Sep-1999 | In-service
Current Transformer (CT) | 220kV Malur | 220kV Malur Line line | B | Powergear Ltd |  | 66kV |  |  |  | 300-150-75/1-1-1A | 300/1-1-1A |  | 1998 | 22-Sep-1999 | In-service
Current Transformer (CT) | 220kV Malur | Masthi Line line | R | Power Switchgear |  | 66kV |  |  |  | 300-150-75/1-1-1A | 300/1-1-1A |  | 1998 | 22-Sep-1999 | In-service
Current Transformer (CT) | 220kV Malur | Masthi Line line | Y | Power Switchgear |  | 66kV |  |  |  | 300-150-75/1-1-1A | 300/1-1-1A |  | 1998 | 22-Sep-1999 | In-service
Current Transformer (CT) | 220kV Malur | Masthi Line line | B | Power Switchgear |  | 66kV |  |  |  | 300-150-75/1-1-1A | 300/1-1-1A |  | 1998 | 22-Sep-1999 | In-service
Current Transformer (CT) | 220kV Malur | Lakkur line line | R | LAMCO |  | 66kV |  |  |  | 400-200/1-1-1A | 400/1-1-1A |  | 2017 | 31-Dec-2021 | In-service
Current Transformer (CT) | 220kV Malur | Lakkur line line | Y | LAMCO |  | 66kV |  |  |  | 400-200/1-1-1A | 400/1-1-1A |  | 2017 | 31-Dec-2021 | In-service
Current Transformer (CT) | 220kV Malur | Lakkur line line | B | LAMCO |  | 66kV |  |  |  | 400-200/1-1-1A | 400/1-1-1A |  | 2017 | 31-Dec-2021 | In-service
Current Transformer (CT) | 220kV Malur | Power TR-1 | R | Powergear Ltd |  | 66kV |  |  |  | 1000-600/1-1-1A | 1000/1-1-1A |  | 2005 | 10-Mar-2006 | In-service
Current Transformer (CT) | 220kV Malur | Power TR-1 | Y | Mehru Electrical & Mechanical Engg. Ltd |  | 66kV |  |  |  | 1000-600/1-1-1A | 1000/1-1-1A |  | 2024 | 02-Feb-2025 | In-service
Current Transformer (CT) | 220kV Malur | Power TR-1 | B | Powergear Ltd |  | 66kV |  |  |  | 1000-600/1-1-1A | 1000/1-1-1A |  | 2005 | 08-Mar-2019 | In-service
Current Transformer (CT) | 220kV Malur | Power TR-2 | R | KAPCO Electricals Ltd |  | 66kV |  |  |  | 1000-600/1-1-1A | 1000/1-1-1A |  | 2006 | 25-Sep-2010 | In-service
Current Transformer (CT) | 220kV Malur | Power TR-2 | Y | KAPCO Electricals Ltd |  | 66kV |  |  |  | 1000-600/1-1-1A | 1000/1-1-1A |  | 2006 | 25-Sep-2010 | In-service
Current Transformer (CT) | 220kV Malur | Power TR-2 | B | KAPCO Electricals Ltd |  | 66kV |  |  |  | 1000-600/1-1-1A | 1000/1-1-1A |  | 2006 | 25-Sep-2010 | In-service
Current Transformer (CT) | 220kV Malur | 30MVAR Cap Bank-1 | R | Sri Venkateshwara Electricals |  | 66kV |  |  |  | 400-200/1-1-1A | 400/1-1-1A |  | 1995 | 26-Oct-2023 | In-service
Current Transformer (CT) | 220kV Malur | 30MVAR Cap Bank-1 | Y | Powergear Ltd |  | 66kV |  |  |  | 400-200/1-1-1A | 400/1-1-1A |  | 2001 | 09-Jan-2001 | In-service
Current Transformer (CT) | 220kV Malur | 30MVAR Cap Bank-1 | B | Powergear Ltd |  | 66kV |  |  |  | 400-200/1-1-1A | 400/1-1-1A |  | 2001 | 09-Jan-2001 | In-service
Power Transformer | 220kV Malur | Power TR-1 |  | ABB | 100.0 | 220/66/11kV | 13024-002 | YNyn0d11 | 10 |  |  |  | 2005 | 10-Mar-2006 | In-service
Power Transformer | 220kV Malur | Power TR-2 |  | APEX | 100.0 | 220/66/11kV | T-1035/03 | YNyn0d11 | 9.3 |  |  |  | 1998 | 22-Sep-1999 | In-service
Current Transformer (CT) | 220kV Manyatha Tech Park GIS Station | Hebbal 220kV BAY line | R | Siemens |  | 220kV |  |  |  | 1200-600/1-1-1-1-1A | 1200/1-1-1-1-1A |  | 2017 | 20-May-2019 | In-service
Current Transformer (CT) | 220kV Manyatha Tech Park GIS Station | Hebbal 220kV BAY line | Y | Siemens |  | 220kV |  |  |  | 1200-600/1-1-1-1-1A | 1200/1-1-1-1-1A |  | 2017 | 20-May-2019 | In-service
Current Transformer (CT) | 220kV Manyatha Tech Park GIS Station | Hebbal 220kV BAY line | B | Siemens |  | 220kV |  |  |  | 1200-600/1-1-1-1-1A | 1200/1-1-1-1-1A |  | 2017 | 20-May-2019 | In-service
Current Transformer (CT) | 220kV Manyatha Tech Park GIS Station | PUTTENAHALLI 220kV BAY | R | Siemens |  | 220kV |  |  |  | 1200-600/1-1-1-1-1A | 1200/1-1-1-1-1A |  | 2017 | 20-May-2019 | In-service
Current Transformer (CT) | 220kV Manyatha Tech Park GIS Station | PUTTENAHALLI 220kV BAY | Y | Siemens |  | 220kV |  |  |  | 1200-600/1-1-1-1-1A | 1200/1-1-1-1-1A |  | 2017 | 20-May-2019 | In-service
Current Transformer (CT) | 220kV Manyatha Tech Park GIS Station | PUTTENAHALLI 220kV BAY | B | Siemens |  | 220kV |  |  |  | 1200-600/1-1-1-1-1A | 1200/1-1-1-1-1A |  | 2017 | 20-May-2019 | In-service
Current Transformer (CT) | 220kV Manyatha Tech Park GIS Station | 400kV Hoody LINE line | R | Siemens |  | 220kV |  |  |  | 1200-600/1-1-1-1-1A | 1200/1-1-1-1-1A |  | 2017 | 20-May-2019 | In-service
Current Transformer (CT) | 220kV Manyatha Tech Park GIS Station | 400kV Hoody LINE line | Y | Siemens |  | 220kV |  |  |  | 1200-600/1-1-1-1-1A | 1200/1-1-1-1-1A |  | 2017 | 20-May-2019 | In-service
Current Transformer (CT) | 220kV Manyatha Tech Park GIS Station | 400kV Hoody LINE line | B | Siemens |  | 220kV |  |  |  | 1200-600/1-1-1-1-1A | 1200/1-1-1-1-1A |  | 2017 | 20-May-2019 | In-service
Current Transformer (CT) | 220kV Manyatha Tech Park GIS Station | ITI LINE line | R | Siemens |  | 220kV |  |  |  | 1200-600/1-1-1-1-1A | 1200/1-1-1-1-1A |  | 2017 | 20-May-2019 | In-service
Current Transformer (CT) | 220kV Manyatha Tech Park GIS Station | ITI LINE line | Y | Siemens |  | 220kV |  |  |  | 1200-600/1-1-1-1-1A | 1200/1-1-1-1-1A |  | 2017 | 20-May-2019 | In-service
Current Transformer (CT) | 220kV Manyatha Tech Park GIS Station | ITI LINE line | B | Siemens |  | 220kV |  |  |  | 1200-600/1-1-1-1-1A | 1200/1-1-1-1-1A |  | 2017 | 20-May-2019 | In-service
Current Transformer (CT) | 220kV Manyatha Tech Park GIS Station | 150MVA Power TR-1 | R | Siemens |  | 220kV |  |  |  | 600-300/1-1-1-1-1A | 600/1-1-1-1-1A |  | 2017 | 20-May-2019 | In-service
Current Transformer (CT) | 220kV Manyatha Tech Park GIS Station | 150MVA Power TR-1 | Y | Siemens |  | 220kV |  |  |  | 600-300/1-1-1-1-1A | 600/1-1-1-1-1A |  | 2017 | 20-May-2019 | In-service
Current Transformer (CT) | 220kV Manyatha Tech Park GIS Station | 150MVA Power TR-1 | B | Siemens |  | 220kV |  |  |  | 600-300/1-1-1-1-1A | 600/1-1-1-1-1A |  | 2017 | 20-May-2019 | In-service
Current Transformer (CT) | 220kV Manyatha Tech Park GIS Station | 150MVA Power TR-2 | R | Siemens |  | 220kV |  |  |  | 600-300/1-1-1-1-1A | 600/1-1-1-1-1A |  | 2017 | 20-May-2019 | In-service
Current Transformer (CT) | 220kV Manyatha Tech Park GIS Station | 150MVA Power TR-2 | Y | Siemens |  | 220kV |  |  |  | 600-300/1-1-1-1-1A | 600/1-1-1-1-1A |  | 2017 | 20-May-2019 | In-service
Current Transformer (CT) | 220kV Manyatha Tech Park GIS Station | 150MVA Power TR-2 | B | Siemens |  | 220kV |  |  |  | 600-300/1-1-1-1-1A | 600/1-1-1-1-1A |  | 2017 | 20-May-2019 | In-service
Current Transformer (CT) | 220kV Manyatha Tech Park GIS Station | Bus Coupler | R | Siemens |  | 220kV |  |  |  | 1200-600-300/1-1-1-1-1A | 1200/1-1-1-1-1A |  | 2017 | 20-May-2019 | In-service
Current Transformer (CT) | 220kV Manyatha Tech Park GIS Station | Bus Coupler | Y | Siemens |  | 220kV |  |  |  | 1200-600-300/1-1-1-1-1A | 1200/1-1-1-1-1A |  | 2017 | 20-May-2019 | In-service
Current Transformer (CT) | 220kV Manyatha Tech Park GIS Station | Bus Coupler | B | Siemens |  | 220kV |  |  |  | 1200-600-300/1-1-1-1-1A | 1200/1-1-1-1-1A |  | 2017 | 20-May-2019 | In-service
Current Transformer (CT) | 220kV Manyatha Tech Park GIS Station | INCOMER LINE 66kV from | R | Siemens |  | 66kV |  |  |  | 1200-800/1-1-1A | 1200/1-1-1A |  | 2017 | 20-May-2019 | In-service
Current Transformer (CT) | 220kV Manyatha Tech Park GIS Station | INCOMER LINE 66kV from | Y | Siemens |  | 66kV |  |  |  | 1200-800/1-1-1A | 1200/1-1-1A |  | 2017 | 20-May-2019 | In-service
Current Transformer (CT) | 220kV Manyatha Tech Park GIS Station | INCOMER LINE 66kV from | B | Siemens |  | 66kV |  |  |  | 1200-800/1-1-1A | 1200/1-1-1A |  | 2017 | 20-May-2019 | In-service
Current Transformer (CT) | 220kV Manyatha Tech Park GIS Station | INCOMING LINE 66KV from | R | Siemens |  | 66kV |  |  |  | 1200-800/1-1-1A | 1200/1-1-1A |  | 2017 | 20-May-2019 | In-service
Current Transformer (CT) | 220kV Manyatha Tech Park GIS Station | INCOMING LINE 66KV from | Y | Siemens |  | 66kV |  |  |  | 1200-800/1-1-1A | 1200/1-1-1A |  | 2017 | 20-May-2019 | In-service
Current Transformer (CT) | 220kV Manyatha Tech Park GIS Station | INCOMING LINE 66KV from | B | Siemens |  | 66kV |  |  |  | 1200-800/1-1-1A | 1200/1-1-1A |  | 2017 | 20-May-2019 | In-service
Current Transformer (CT) | 220kV Manyatha Tech Park GIS Station | ATTUR LINE line | R | Siemens |  | 66kV |  |  |  | 1200-800/1-1-1A | 1200/1-1-1A |  | 2017 | 20-May-2019 | In-service
Current Transformer (CT) | 220kV Manyatha Tech Park GIS Station | ATTUR LINE line | Y | Siemens |  | 66kV |  |  |  | 1200-800/1-1-1A | 1200/1-1-1A |  | 2017 | 20-May-2019 | In-service
Current Transformer (CT) | 220kV Manyatha Tech Park GIS Station | ATTUR LINE line | B | Siemens |  | 66kV |  |  |  | 1200-800/1-1-1A | 1200/1-1-1A |  | 2017 | 20-May-2019 | In-service
Current Transformer (CT) | 220kV Manyatha Tech Park GIS Station | INTERCONNECTING LINE | R | Siemens |  | 66kV |  |  |  | 1200-800/1-1-1A | 1200/1-1-1A |  | 2017 | 20-May-2019 | In-service
Current Transformer (CT) | 220kV Manyatha Tech Park GIS Station | INTERCONNECTING LINE | Y | Siemens |  | 66kV |  |  |  | 1200-800/1-1-1A | 1200/1-1-1A |  | 2017 | 20-May-2019 | In-service
Current Transformer (CT) | 220kV Manyatha Tech Park GIS Station | INTERCONNECTING LINE | B | Siemens |  | 66kV |  |  |  | 1200-800/1-1-1A | 1200/1-1-1A |  | 2017 | 20-May-2019 | In-service
Current Transformer (CT) | 220kV Manyatha Tech Park GIS Station | SAHAKARA NAGARA line | R | Siemens |  | 66kV |  |  |  | 1200-800/1-1-1A | 1200/1-1-1A |  | 2017 | 20-May-2019 | In-service
Current Transformer (CT) | 220kV Manyatha Tech Park GIS Station | SAHAKARA NAGARA line | Y | Siemens |  | 66kV |  |  |  | 1200-800/1-1-1A | 1200/1-1-1A |  | 2017 | 20-May-2019 | In-service
Current Transformer (CT) | 220kV Manyatha Tech Park GIS Station | SAHAKARA NAGARA line | B | Siemens |  | 66kV |  |  |  | 1200-800/1-1-1A | 1200/1-1-1A |  | 2017 | 20-May-2019 | In-service
Current Transformer (CT) | 220kV Manyatha Tech Park GIS Station | MANYATHA AIS line | R | Siemens |  | 66kV |  |  |  | 1200-800/1-1-1A | 1200/1-1-1A |  | 2017 | 20-May-2019 | In-service
Current Transformer (CT) | 220kV Manyatha Tech Park GIS Station | MANYATHA AIS line | Y | Siemens |  | 66kV |  |  |  | 1200-800/1-1-1A | 1200/1-1-1A |  | 2017 | 20-May-2019 | In-service
Current Transformer (CT) | 220kV Manyatha Tech Park GIS Station | MANYATHA AIS line | B | Siemens |  | 66kV |  |  |  | 1200-800/1-1-1A | 1200/1-1-1A |  | 2017 | 20-May-2019 | In-service
Current Transformer (CT) | 220kV Manyatha Tech Park GIS Station | SHOBA CITY line | R | Siemens |  | 66kV |  |  |  | 1200-800/1-1-1A | 1200/1-1-1A |  | 2017 | 20-May-2019 | In-service
Current Transformer (CT) | 220kV Manyatha Tech Park GIS Station | SHOBA CITY line | Y | Siemens |  | 66kV |  |  |  | 1200-800/1-1-1A | 1200/1-1-1A |  | 2017 | 20-May-2019 | In-service
Current Transformer (CT) | 220kV Manyatha Tech Park GIS Station | SHOBA CITY line | B | Siemens |  | 66kV |  |  |  | 1200-800/1-1-1A | 1200/1-1-1A |  | 2017 | 20-May-2019 | In-service
Current Transformer (CT) | 220kV Manyatha Tech Park GIS Station | SPARE LINE line | R | Siemens |  | 66kV |  |  |  | 1200-800/1-1-1A | 1200/1-1-1A |  | 2017 | 20-May-2019 | In-service
Current Transformer (CT) | 220kV Manyatha Tech Park GIS Station | SPARE LINE line | Y | Siemens |  | 66kV |  |  |  | 1200-800/1-1-1A | 1200/1-1-1A |  | 2017 | 20-May-2019 | In-service
Current Transformer (CT) | 220kV Manyatha Tech Park GIS Station | SPARE LINE line | B | Siemens |  | 66kV |  |  |  | 1200-800/1-1-1A | 1200/1-1-1A |  | 2017 | 20-May-2019 | In-service
Current Transformer (CT) | 220kV Manyatha Tech Park GIS Station | 150MVA Power TR-1 | R | Siemens |  | 66kV |  |  |  | 1600-1000/1-1-1A | 1600/1-1-1A |  | 2017 | 20-May-2019 | In-service
Current Transformer (CT) | 220kV Manyatha Tech Park GIS Station | 150MVA Power TR-1 | Y | Siemens |  | 66kV |  |  |  | 1600-1000/1-1-1A | 1600/1-1-1A |  | 2017 | 20-May-2019 | In-service
Current Transformer (CT) | 220kV Manyatha Tech Park GIS Station | 150MVA Power TR-1 | B | Siemens |  | 66kV |  |  |  | 1600-1000/1-1-1A | 1600/1-1-1A |  | 2017 | 20-May-2019 | In-service
Current Transformer (CT) | 220kV Manyatha Tech Park GIS Station | 31.5MVA Power TR-1 | R | Siemens |  | 66kV |  |  |  | 400/1-1-1A |  |  | 2017 | 20-May-2019 | In-service
Current Transformer (CT) | 220kV Manyatha Tech Park GIS Station | 31.5MVA Power TR-1 | Y | Siemens |  | 66kV |  |  |  | 400/1-1-1A |  |  | 2017 | 20-May-2019 | In-service
Current Transformer (CT) | 220kV Manyatha Tech Park GIS Station | 31.5MVA Power TR-1 | B | Siemens |  | 66kV |  |  |  | 400/1-1-1A |  |  | 2017 | 20-May-2019 | In-service
Current Transformer (CT) | 220kV Manyatha Tech Park GIS Station | 150MVA Power TR-2 | R | Siemens |  | 66kV |  |  |  | 1600-1000/1-1-1A | 1600/1-1-1A |  | 2017 | 20-May-2019 | In-service
Current Transformer (CT) | 220kV Manyatha Tech Park GIS Station | 150MVA Power TR-2 | Y | Siemens |  | 66kV |  |  |  | 1600-1000/1-1-1A | 1600/1-1-1A |  | 2017 | 20-May-2019 | In-service
Current Transformer (CT) | 220kV Manyatha Tech Park GIS Station | 150MVA Power TR-2 | B | Siemens |  | 66kV |  |  |  | 1600-1000/1-1-1A | 1600/1-1-1A |  | 2017 | 20-May-2019 | In-service
Current Transformer (CT) | 220kV Manyatha Tech Park GIS Station | 31.5MVA Power TR-2 | R | Siemens |  | 66kV |  |  |  | 400/1-1-1A |  |  | 2017 | 20-May-2019 | In-service
Current Transformer (CT) | 220kV Manyatha Tech Park GIS Station | 31.5MVA Power TR-2 | Y | Siemens |  | 66kV |  |  |  | 400/1-1-1A |  |  | 2017 | 20-May-2019 | In-service
Current Transformer (CT) | 220kV Manyatha Tech Park GIS Station | 31.5MVA Power TR-2 | B | Siemens |  | 66kV |  |  |  | 400/1-1-1A |  |  | 2017 | 20-May-2019 | In-service
Current Transformer (CT) | 220kV Manyatha Tech Park GIS Station | 31.5MVA Power TR-3 | R | Siemens |  | 66kV |  |  |  | 400/1-1-1A |  |  | 2017 | 20-May-2019 | In-service
Current Transformer (CT) | 220kV Manyatha Tech Park GIS Station | 31.5MVA Power TR-3 | Y | Siemens |  | 66kV |  |  |  | 400/1-1-1A |  |  | 2017 | 20-May-2019 | In-service
Current Transformer (CT) | 220kV Manyatha Tech Park GIS Station | 31.5MVA Power TR-3 | B | Siemens |  | 66kV |  |  |  | 400/1-1-1A |  |  | 2017 | 20-May-2019 | In-service
Current Transformer (CT) | 220kV Manyatha Tech Park GIS Station | 31.5MVA Power TR-4 | R | Siemens |  | 66kV |  |  |  | 400/1-1-1A |  |  | 2017 | 20-May-2019 | In-service
Current Transformer (CT) | 220kV Manyatha Tech Park GIS Station | 31.5MVA Power TR-4 | Y | Siemens |  | 66kV |  |  |  | 400/1-1-1A |  |  | 2017 | 20-May-2019 | In-service
Current Transformer (CT) | 220kV Manyatha Tech Park GIS Station | 31.5MVA Power TR-4 | B | Siemens |  | 66kV |  |  |  | 400/1-1-1A |  |  | 2017 | 20-May-2019 | In-service
Current Transformer (CT) | 220kV Manyatha Tech Park GIS Station | Bus Coupler | R | Siemens |  | 66kV |  |  |  | 1600-1000/1-1-1A | 1600/1-1-1A |  | 2017 | 20-May-2019 | In-service
Current Transformer (CT) | 220kV Manyatha Tech Park GIS Station | Bus Coupler | Y | Siemens |  | 66kV |  |  |  | 1600-1000/1-1-1A | 1600/1-1-1A |  | 2017 | 20-May-2019 | In-service
Current Transformer (CT) | 220kV Manyatha Tech Park GIS Station | Bus Coupler | B | Siemens |  | 66kV |  |  |  | 1600-1000/1-1-1A | 1600/1-1-1A |  | 2017 | 20-May-2019 | In-service
Power Transformer | 220kV Manyatha Tech Park GIS Station | 150MVA Power TR-1 |  | GE T&D India Limited | 150.0 | 220/66/11kV | T-7124/B-31124 | YNa0d11 | 14.6 |  |  |  | 2017 | 20-May-2019 | In-service
Power Transformer | 220kV Manyatha Tech Park GIS Station | 150MVA Power TR-2 |  | GE T&D India Limited | 150.0 | 220/66/11kV | T-7124/B-31125 | YNyn0d11 | 14.6 |  |  |  | 2017 | 20-May-2019 | In-service
Power Transformer | 220kV Manyatha Tech Park GIS Station | 31.5MVA Power TR-1 |  | Indotech Transformers Ltd | 31.5 | 66/11kV | ITK-53552 | Dyn11 | 12.5 |  |  |  | 2017 | 20-May-2019 | In-service
Power Transformer | 220kV Manyatha Tech Park GIS Station | 31.5MVA Power TR-2 |  | Indotech Transformers Ltd | 31.5 | 66/11kV | ITK53553 | Dyn11 | 12.5 |  |  |  | 2017 | 20-May-2019 | In-service
Power Transformer | 220kV Manyatha Tech Park GIS Station | 31.5MVA Power TR-3 |  | Indotech Transformers Ltd | 31.5 | 66/11kV | ITK-53554 | Dyn11 | 12.5 |  |  |  | 2017 | 20-May-2019 | In-service
Power Transformer | 220kV Manyatha Tech Park GIS Station | 31.5MVA Power TR-4 |  | Indotech Transformers Ltd | 31.5 | 66/11kV | ITK/53555 | Dyn11 | 12.5 |  |  |  | 2017 | 20-May-2019 | In-service
Current Transformer (CT) | 220kV NRS Rajajinagar | Peenya line | R | CGL |  | 220kV |  |  |  | 1200-600-300/1-1-1-1-1A | 600/1-1-1-1-1A |  | 1996 | 01-Jun-1998 | In-service
Current Transformer (CT) | 220kV NRS Rajajinagar | Peenya line | Y | CGL |  | 220kV |  |  |  | 1200-600-300/1-1-1-1-1A | 600/1-1-1-1-1A |  | 1996 | 01-Jun-1998 | In-service
Current Transformer (CT) | 220kV NRS Rajajinagar | Peenya line | B | CGL |  | 220kV |  |  |  | 1200-600-300/1-1-1-1-1A | 600/1-1-1-1-1A |  | 1996 | 01-Jun-1998 | In-service
Current Transformer (CT) | 220kV NRS Rajajinagar | Somanahalli | R | CGL |  | 220kV |  |  |  | 800-600-400-300/1-1-1-1-1A | 600/1-1-1-1-1A |  | 1996 | 01-Jun-1998 | In-service
Current Transformer (CT) | 220kV NRS Rajajinagar | Somanahalli | Y | CGL |  | 220kV |  |  |  | 800-600-400-300/1-1-1-1-1A | 600/1-1-1-1-1A |  | 1996 | 01-Jun-1998 | In-service
Current Transformer (CT) | 220kV NRS Rajajinagar | Somanahalli | B | CGL |  | 220kV |  |  |  | 800-600-400-300/1-1-1-1-1A | 600/1-1-1-1-1A |  | 1996 | 01-Jun-1998 | In-service
Current Transformer (CT) | 220kV NRS Rajajinagar | Anand Rao circle line | R | AREVA |  | 220kV |  |  |  | 800-400/1-1-1-1-1A | 800/1-1-1-1-1A |  | 2006 | 26-May-2010 | In-service
Current Transformer (CT) | 220kV NRS Rajajinagar | Anand Rao circle line | Y | AREVA |  | 220kV |  |  |  | 800-400/1-1-1-1-1A | 800/1-1-1-1-1A |  | 2006 | 26-May-2010 | In-service
Current Transformer (CT) | 220kV NRS Rajajinagar | Anand Rao circle line | B | AREVA |  | 220kV |  |  |  | 800-400/1-1-1-1-1A | 800/1-1-1-1-1A |  | 2006 | 26-May-2010 | In-service
Current Transformer (CT) | 220kV NRS Rajajinagar | SRS1 (Nandini Layout) line | R | Suman Control Pvt Ltd |  | 66kV |  |  |  | 800-400/1-1-1A | 400/1-1-1A |  | 1996 | 19-Dec-2000 | In-service
Current Transformer (CT) | 220kV NRS Rajajinagar | SRS1 (Nandini Layout) line | Y | Suman Control Pvt Ltd |  | 66kV |  |  |  | 600-400-200-100/1-1-1A | 400/1-1-1A |  | 1998 | 19-Nov-2000 | In-service
Current Transformer (CT) | 220kV NRS Rajajinagar | SRS1 (Nandini Layout) line | B | Suman Control Pvt Ltd |  | 66kV |  |  |  | 800-400/1-1-1A | 400/1-1-1A |  | 1998 | 19-Nov-2000 | In-service
Current Transformer (CT) | 220kV NRS Rajajinagar | SRS2 (Mahalakshmi Layout) | R | Sri Venkateshwara Electricals |  | 66kV |  |  |  | 400-200/1-1-1A | 400/1-1-1A |  | 1998 | 19-Dec-2000 | In-service
Current Transformer (CT) | 220kV NRS Rajajinagar | SRS2 (Mahalakshmi Layout) | Y | Sri Venkateshwara Electricals |  | 66kV |  |  |  | 400-200/1-1-1A | 400/1-1-1A |  | 1998 | 19-Dec-2000 | In-service
Current Transformer (CT) | 220kV NRS Rajajinagar | SRS2 (Mahalakshmi Layout) | B | Sri Venkateshwara |  | 66kV |  |  |  | 400-200/1-1-1A | 400/1-1-1A |  | 1998 | 19-Dec-2000 | In-service
Current Transformer (CT) | 220kV NRS Rajajinagar | A1 (Sobha Indraprasta) line | R | Sri Venkateshwara Electricals |  | 66kV |  |  |  | 400-200/1-1-1A | 400/1-1-1A |  | 1998 | 26-Dec-2000 | In-service
Current Transformer (CT) | 220kV NRS Rajajinagar | A1 (Sobha Indraprasta) line | Y | Sri Venkateshwara Electricals |  | 66kV |  |  |  | 400-200/1-1-1A | 400/1-1-1A |  | 1998 | 26-Dec-2000 | In-service
Current Transformer (CT) | 220kV NRS Rajajinagar | A1 (Sobha Indraprasta) line | B | Sri Venkateshwara Electricals |  | 66kV |  |  |  | 400-200/1-1-1A | 400/1-1-1A |  | 1998 | 26-Dec-2000 | In-service
Current Transformer (CT) | 220kV NRS Rajajinagar | A2 line | R | Powergear Ltd |  | 66kV |  |  |  | 400-200/1-1-1A | 400/1-1-1A |  | 1998 | 26-Dec-2000 | In-service
Current Transformer (CT) | 220kV NRS Rajajinagar | A2 line | Y | Sri Venkateshwara Electricals |  | 66kV |  |  |  | 400-200/1-1-1A | 400/1-1-1A |  | 1998 | 26-Dec-2000 | In-service
Current Transformer (CT) | 220kV NRS Rajajinagar | A2 line | B | Powergear Ltd |  | 66kV |  |  |  | 400-200/1-1-1A | 400/1-1-1A |  | 1998 | 26-Dec-2000 | In-service
Current Transformer (CT) | 220kV NRS Rajajinagar | Brigade line | R | Suman Control Pvt Ltd |  | 66kV |  |  |  | 1200-800/1-1-1A | 800/1-1-1A |  | 2009 | 14-Oct-2010 | In-service
Current Transformer (CT) | 220kV NRS Rajajinagar | Brigade line | Y | Suman Control Pvt Ltd |  | 66kV |  |  |  | 1200-800/1-1-1A | 800/1-1-1A |  | 2009 | 14-Oct-2010 | In-service
Current Transformer (CT) | 220kV NRS Rajajinagar | Brigade line | B | Suman Control Pvt Ltd |  | 66kV |  |  |  | 1200-800/1-1-1A | 800/1-1-1A |  | 2009 | 14-Oct-2010 | In-service
Current Transformer (CT) | 220kV NRS Rajajinagar | IISC line | R | Suman Control Pvt Ltd |  | 66kV |  |  |  | 1200-800/1-1-1A | 800/1-1-1A |  | 2013 | 14-Jul-2014 | In-service
Current Transformer (CT) | 220kV NRS Rajajinagar | IISC line | Y | Suman Control Pvt Ltd |  | 66kV |  |  |  | 1200-800/1-1-1A | 800/1-1-1A |  | 2013 | 14-Jul-2014 | In-service
Current Transformer (CT) | 220kV NRS Rajajinagar | IISC line | B | Suman Control Pvt Ltd |  | 66kV |  |  |  | 1200-800/1-1-1A | 800/1-1-1A |  | 2013 | 14-Jul-2014 | In-service
Current Transformer (CT) | 220kV NRS Rajajinagar | Mysore road 1 line | R | WS Industries Pvt Ltd |  | 66kV |  |  |  | 400-200/1-1-1A | 400/1-1-1A |  | 2004 | 01-Jan-2005 | In-service
Current Transformer (CT) | 220kV NRS Rajajinagar | Mysore road 1 line | Y | WS Industries Pvt Ltd |  | 66kV |  |  |  | 400-200/1-1-1A | 400/1-1-1A |  | 2004 | 01-Jan-2005 | In-service
Current Transformer (CT) | 220kV NRS Rajajinagar | Mysore road 1 line | B | WS Industries Pvt Ltd |  | 66kV |  |  |  | 400-200/1-1-1A | 400/1-1-1A |  | 2004 | 01-Jan-2005 | In-service
Current Transformer (CT) | 220kV NRS Rajajinagar | Mysore road 2 line | R | KAPCO Electricals Ltd |  | 66kV |  |  |  | 800-600-400/1-1-1A | 400/1-1-1A |  | 2006 | 01-Dec-2007 | In-service
Current Transformer (CT) | 220kV NRS Rajajinagar | Mysore road 2 line | Y | Vidyuth Controls Systems Pvt Ltd |  | 66kV |  |  |  | 800-600-400/1-1-1A | 400/1-1-1A |  | 2005 | 01-Dec-2007 | In-service
Current Transformer (CT) | 220kV NRS Rajajinagar | Mysore road 2 line | B | Vidyuth Controls Systems Pvt Ltd |  | 66kV |  |  |  | 800-600-400/1-1-1A | 400/1-1-1A |  | 2005 | 01-Dec-2007 | In-service
Current Transformer (CT) | 220kV NRS Rajajinagar | Telecom line 1 line | R | Indian Transformers Company Ltd |  | 66kV |  |  |  | 400-200/1-1-1A | 400/1-1-1A |  | 2004 | 07-Dec-2005 | In-service
Current Transformer (CT) | 220kV NRS Rajajinagar | Telecom line 1 line | Y | Indian Transformers Company Ltd |  | 66kV |  |  |  | 400-200/1-1-1A | 400/1-1-1A |  | 2004 | 07-Dec-2005 | In-service
Current Transformer (CT) | 220kV NRS Rajajinagar | Telecom line 1 line | B | Indian Transformers Company Ltd |  | 66kV |  |  |  | 400-200/1-1-1A | 400/1-1-1A |  | 2004 | 07-Dec-2005 | In-service
Current Transformer (CT) | 220kV NRS Rajajinagar | Telecom line 2 line | R | Indian Transformers Company Ltd |  | 66kV |  |  |  | 400-200/1-1-1A | 400/1-1-1A |  | 2004 | 07-Dec-2005 | In-service
Current Transformer (CT) | 220kV NRS Rajajinagar | Telecom line 2 line | Y | Indian Transformers Company Ltd |  | 66kV |  |  |  | 400-200/1-1-1A | 400/1-1-1A |  | 2004 | 07-Dec-2005 | In-service
Current Transformer (CT) | 220kV NRS Rajajinagar | Telecom line 2 line | B | Indian Transformers Company Ltd |  | 66kV |  |  |  | 400-200/1-1-1A | 400/1-1-1A |  | 2004 | 07-Dec-2005 | In-service
Current Transformer (CT) | 220kV NRS Rajajinagar | Victoria Hospital line | R | Sri Venkateshwara Electricals |  | 66kV |  |  |  | 400-200/1-1-1A | 400/1-1-1A |  | 1997 | 01-Jun-1998 | In-service
Current Transformer (CT) | 220kV NRS Rajajinagar | Victoria Hospital line | Y | Sri Venkateshwara Electricals |  | 66kV |  |  |  | 400-200/1-1-1A | 400/1-1-1A |  | 1997 | 01-Jun-1998 | In-service
Current Transformer (CT) | 220kV NRS Rajajinagar | Victoria Hospital line | B | Sri Venkateshwara Electricals |  | 66kV |  |  |  | 400-200/1-1-1A | 400/1-1-1A |  | 1997 | 01-Jun-1998 | In-service
Current Transformer (CT) | 220kV NRS Rajajinagar | Palladium line | R | Pragati Electricals Pvt Ltd |  | 66kV |  |  |  | 1200-800/1-1-1A | 800/1-1-1A |  | 2022 | 19-Oct-2023 | In-service
Current Transformer (CT) | 220kV NRS Rajajinagar | Palladium line | Y | Pragati Electricals Pvt Ltd |  | 66kV |  |  |  | 1200-800/1-1-1A | 800/1-1-1A |  | 2022 | 19-Oct-2023 | In-service
Current Transformer (CT) | 220kV NRS Rajajinagar | Palladium line | B | Pragati Electricals Pvt Ltd |  | 66kV |  |  |  | 1200-800/1-1-1A | 800/1-1-1A |  | 2022 | 19-Oct-2023 | In-service
Current Transformer (CT) | 220kV NRS Rajajinagar | 100MVA Power TR-1 | R | CGL |  | 220kV |  |  |  | 1200-600-300/1-1-1-1-1A | 600/1-1-1-1-1A |  | 1996 | 27-May-2007 | In-service
Current Transformer (CT) | 220kV NRS Rajajinagar | 100MVA Power TR-1 | Y | CGL |  | 220kV |  |  |  | 1200-600-300/1-1-1-1-1A | 600/1-1-1-1-1A |  | 1996 | 27-May-2007 | In-service
Current Transformer (CT) | 220kV NRS Rajajinagar | 100MVA Power TR-1 | B | CGL |  | 220kV |  |  |  | 1200-600-300/1-1-1-1-1A | 600/1-1-1-1-1A |  | 1996 | 27-May-2007 | In-service
Current Transformer (CT) | 220kV NRS Rajajinagar | 100MVA Power TR-2 | R | CGL |  | 220kV |  |  |  | 1200-600-300/1-1-1-1-1A | 600/1-1-1-1-1A |  | 1996 | 05-Jun-1998 | In-service
Current Transformer (CT) | 220kV NRS Rajajinagar | 100MVA Power TR-2 | Y | CGL |  | 220kV |  |  |  | 1200-600-300/1-1-1-1-1A | 600/1-1-1-1-1A |  | 1996 | 05-Jun-1998 | In-service
Current Transformer (CT) | 220kV NRS Rajajinagar | 100MVA Power TR-2 | B | CGL |  | 220kV |  |  |  | 1200-600-300/1-1-1-1-1A | 600/1-1-1-1-1A |  | 1996 | 05-Jun-1998 | In-service
Current Transformer (CT) | 220kV NRS Rajajinagar | 100MVA Power TR-1 | R | LAMCO |  | 66kV |  |  |  | 1600-1000/1-1-1A | 1000/1-1-1A |  | 2014 | 19-Feb-2019 | In-service
Current Transformer (CT) | 220kV NRS Rajajinagar | 100MVA Power TR-1 | Y | LAMCO |  | 66kV |  |  |  | 1600-1000/1-1-1A | 1000/1-1-1A |  | 2014 | 19-Feb-2019 | In-service
Current Transformer (CT) | 220kV NRS Rajajinagar | 100MVA Power TR-1 | B | LAMCO |  | 66kV |  |  |  | 1600-1000/1-1-1A | 1000/1-1-1A |  | 2014 | 19-Feb-2019 | In-service
Current Transformer (CT) | 220kV NRS Rajajinagar | 20MVA Power TR-1 | R | Powergear Ltd |  | 66kV |  |  |  | 300-150-75/1-1-1A | 300/1-1-1A |  | 1998 | 05-Jul-1998 | In-service
Current Transformer (CT) | 220kV NRS Rajajinagar | 20MVA Power TR-1
Current Transformer (CT) | 220kV NRS Rajajinagar | VOLTAGE | Y | Powergear Ltd |  | 66kV |  |  |  | 300-150/1-1-1A | 300/1-1-1A |  | 1998 | 05-Jul-1998 | In-service
Current Transformer (CT) | 220kV NRS Rajajinagar | 100MVA Power TR-2 | B | Automatic Electric Ltd |  | 66kV |  |  |  | 1200-600-300/1-1-1A | 1200/1-1-1A |  | 1997 | 01-Jun-1998 | In-service
Current Transformer (CT) | 220kV NRS Rajajinagar | 20MVA Power TR-2 | R | Sri Venkateshwara Electricals |  | 66kV |  |  |  | 400/1-1-1A |  |  | 1995 | 24-Mar-2023 | In-service
Current Transformer (CT) | 220kV NRS Rajajinagar | 20MVA Power TR-2 | Y | Sri Venkateshwara Electricals |  | 66kV |  |  |  | 400/1-1-1A |  |  | 1995 | 24-Mar-2023 | In-service
Current Transformer (CT) | 220kV NRS Rajajinagar | 20MVA Power TR-2 | B | Sri Venkateshwara Electricals |  | 66kV |  |  |  | 400/1-1-1A |  |  | 1995 | 24-Mar-2023 | In-service
Current Transformer (CT) | 220kV NRS Rajajinagar | 20MVA Power TR-3 | R | Sri Venkateshwara Electricals |  | 66kV |  |  |  | 200-100/1-1-1A | 200/1-1-1A |  | 1994 | 20-Jun-1998 | In-service
Current Transformer (CT) | 220kV NRS Rajajinagar | 20MVA Power TR-3 | Y | Sri Venkateshwara Electricals |  | 66kV |  |  |  | 200-100/1-1-1A | 200/1-1-1A |  | 1994 | 06-Jun-1998 | In-service
Current Transformer (CT) | 220kV NRS Rajajinagar | 20MVA Power TR-3 | B | Sri Venkateshwara Electricals |  | 66kV |  |  |  | 200-100/1-1-1A | 200/1-1-1A |  | 1994 | 20-Jun-1998 | In-service
Current Transformer (CT) | 220kV NRS Rajajinagar | 20MVA Power TR-4 | R | Powergear Ltd |  | 66kV |  |  |  | 300-150-75/1-1-1A | 300/1-1-1A |  | 1998 | 14-Sep-1998 | In-service
Current Transformer (CT) | 220kV NRS Rajajinagar | 20MVA Power TR-4 | Y | Powergear Ltd |  | 66kV |  |  |  | 300-150-75/1-1-1A | 300/1-1-1A |  | 1998 | 14-Sep-1998 | In-service
Current Transformer (CT) | 220kV NRS Rajajinagar | 20MVA Power TR-4 | B | Powergear Ltd |  | 66kV |  |  |  | 300-150-75/1-1-1A | 300/1-1-1A |  | 1998 | 14-Sep-1998 | In-service
Current Transformer (CT) | 220kV NRS Rajajinagar | 31.5MVA Power TR-5 | R | Indian Transformers Company Ltd |  | 66kV |  |  |  | 400/1-1-1A |  |  | 2004 | 27-Sep-2006 | In-service
Current Transformer (CT) | 220kV NRS Rajajinagar | 31.5MVA Power TR-5 | Y | Indian Transformers Company Ltd |  | 66kV |  |  |  | 400/1-1-1A |  |  | 2004 | 27-Sep-2006 | In-service
Current Transformer (CT) | 220kV NRS Rajajinagar | 31.5MVA Power TR-5 | B | Indian Transformers Company Ltd |  | 66kV |  |  |  | 400/1-1-1A |  |  | 2004 | 27-Sep-2006 | In-service
Current Transformer (CT) | 220kV NRS Rajajinagar | 20MVAR Cap Bank-1 | R | Automatic Electric Ltd |  | 66kV |  |  |  | 600-400-200-100/1-1-1A | 200/1-1-1A |  | 1984 | 21-Jun-1984 | In-service
Current Transformer (CT) | 220kV NRS Rajajinagar | 20MVAR Cap Bank-1 | Y | NNP (No name plate) |  | 66kV |  |  |  | 600-400-200-100/1-1-1A | 200/1-1-1A |  | 1984 | 21-Jun-1984 | In-service
Current Transformer (CT) | 220kV NRS Rajajinagar | 20MVAR Cap Bank-1 | B | NNP (No name plate) |  | 66kV |  |  |  | 600-400-200-100/1-1-1A | 200/1-1-1A |  | 1984 | 21-Jun-1984 | In-service
Current Transformer (CT) | 220kV NRS Rajajinagar | Bus Coupler-1 | R | PARAS Power Engg. Pvt Ltd |  | 11kV |  |  |  | 1200-800/1-1A | 1200/1-1A |  |  | 14-Sep-1998 | In-service
Current Transformer (CT) | 220kV NRS Rajajinagar | Bus Coupler-1 | Y | PARAS Power Engg. Pvt Ltd |  | 11kV |  |  |  | 1200-800/1-1A | 1200/1-1A |  |  | 14-Sep-1998 | In-service
Current Transformer (CT) | 220kV NRS Rajajinagar | Bus Coupler-1 | B | PARAS Power Engg. Pvt Ltd |  | 11kV |  |  |  | 1200-800/1-1A | 1200/1-1A |  |  | 14-Sep-1998 | In-service
Current Transformer (CT) | 220kV NRS Rajajinagar | Bus Coupler-2 | R | PARAS Power Engg. Pvt Ltd |  | 11kV |  |  |  | 2000-1200/1-1A | 2000/1-1A |  | 2022 | 04-Aug-2022 | In-service
Current Transformer (CT) | 220kV NRS Rajajinagar | Bus Coupler-2 | Y | PARAS Power Engg. Pvt Ltd |  | 11kV |  |  |  | 2000-1200/1-1A | 2000/1-1A |  | 2022 | 04-Aug-2022 | In-service
Current Transformer (CT) | 220kV NRS Rajajinagar | Bus Coupler-2 | B | PARAS Power Engg. Pvt Ltd |  | 11kV |  |  |  | 2000-1200/1-1A | 2000/1-1A |  | 2022 | 04-Aug-2022 | In-service
Current Transformer (CT) | 220kV NRS Rajajinagar | Bank-1 | R | PARAS Power Engg. Pvt Ltd |  | 11kV |  |  |  | 1200-800/1-1-1A | 1200/1-1-1A |  |  | 14-Sep-1998 | In-service
Current Transformer (CT) | 220kV NRS Rajajinagar | Bank-1 | Y | PARAS Power Engg. Pvt Ltd |  | 11kV |  |  |  | 1200-800/1-1-1A | 1200/1-1-1A |  |  | 14-Sep-1998 | In-service
Current Transformer (CT) | 220kV NRS Rajajinagar | Bank-1 | B | PARAS Power Engg. Pvt Ltd |  | 11kV |  |  |  | 1200-800/1-1-1A | 1200/1-1-1A |  |  | 14-Sep-1998 | In-service
Current Transformer (CT) | 220kV NRS Rajajinagar | Bank-2 | R | PARAS Power Engg. Pvt Ltd |  | 11kV |  |  |  | 1200-800/1-1-1A | 1200/1-1-1A |  |  | 31-Oct-1995 | In-service
Current Transformer (CT) | 220kV NRS Rajajinagar | Bank-2 | Y | PARAS Power Engg. Pvt Ltd |  | 11kV |  |  |  | 1200-800/1-1-1A | 1200/1-1-1A |  |  | 31-Oct-1995 | In-service
Current Transformer (CT) | 220kV NRS Rajajinagar | Bank-2 | B | PARAS Power Engg. Pvt Ltd |  | 11kV |  |  |  | 1200-800/1-1-1A | 1200/1-1-1A |  |  | 31-Oct-1995 | In-service
Current Transformer (CT) | 220kV NRS Rajajinagar | Bank-3 | R | PARAS Power Engg. Pvt Ltd |  | 11kV |  |  |  | 2000-1200/1-1-1A | 2000/1-1-1A |  | 2022 | 18-Jul-2022 | In-service
Current Transformer (CT) | 220kV NRS Rajajinagar | Bank-3 | Y | PARAS Power Engg. Pvt Ltd |  | 11kV |  |  |  | 2000-1200/1-1-1A | 2000/1-1-1A |  | 2022 | 18-Jul-2022 | In-service
Current Transformer (CT) | 220kV NRS Rajajinagar | Bank-3 | B | PARAS Power Engg. Pvt Ltd |  | 11kV |  |  |  | 2000-1200/1-1-1A | 2000/1-1-1A |  | 2022 | 18-Jul-2022 | In-service
Current Transformer (CT) | 220kV NRS Rajajinagar | Bank-4 | R | PARAS Power Engg. Pvt Ltd |  | 11kV |  |  |  | 2000-1200/1-1-1A | 2000/1-1-1A |  | 2022 | 04-Aug-2022 | In-service
Current Transformer (CT) | 220kV NRS Rajajinagar | Bank-4 | Y | PARAS Power Engg. Pvt Ltd |  | 11kV |  |  |  | 2000-1200/1-1-1A | 2000/1-1-1A |  | 2022 | 04-Aug-2022 | In-service
Current Transformer (CT) | 220kV NRS Rajajinagar | Bank-4 | B | PARAS Power Engg. Pvt Ltd |  | 11kV |  |  |  | 2000-1200/1-1-1A | 2000/1-1-1A |  | 2022 | 04-Aug-2022 | In-service
Current Transformer (CT) | 220kV NRS Rajajinagar | Bank-5 | R | AREVA |  | 11kV |  |  |  | 2000-1200/1-1-1A | 2000/1-1-1A |  | 2007 | 15-Sep-2008 | In-service
Current Transformer (CT) | 220kV NRS Rajajinagar | Bank-5 | Y | AREVA |  | 11kV |  |  |  | 2000-1200/1-1-1A | 2000/1-1-1A |  | 2007 | 15-Sep-2008 | In-service
Current Transformer (CT) | 220kV NRS Rajajinagar | Bank-5 | B | AREVA |  | 11kV |  |  |  | 2000-1200/1-1-1A | 2000/1-1-1A |  | 2007 | 15-Sep-2008 | In-service
Current Transformer (CT) | 220kV NRS Rajajinagar | Bank-5(A) | R | AREVA |  | 11kV |  |  |  | 2000-1200/1-1-1A | 2000/1-1-1A |  | 2007 | 15-Sep-2008 | In-service
Current Transformer (CT) | 220kV NRS Rajajinagar | Bank-5(A) | Y | AREVA |  | 11kV |  |  |  | 2000-1200/1-1-1A | 2000/1-1-1A |  | 2007 | 15-Sep-2008 | In-service
Current Transformer (CT) | 220kV NRS Rajajinagar | Bank-5(A) | B | AREVA |  | 11kV
Current Transformer (CT) | 220kV NRS Rajajinagar | F01-HARERAMA PARK | R | PARAS Power Engg. Pvt Ltd |  | 11kV |  |  |  | 400-200/1-1A | 400/1-1A |  |  | 05-Jul-1996 | In-service
Current Transformer (CT) | 220kV NRS Rajajinagar | F01-HARERAMA PARK | Y | PARAS Power Engg. Pvt Ltd |  | 11kV |  |  |  | 400-200/1-1A | 400/1-1A |  | 2022 | 05-Jul-1996 | In-service
Potential Transformer (PT) | 220kV NRS Rajajinagar | Main Bus | R |  |  | 220kV | [5 empty] | 220kV/110V-110V-110V | 2017 | 18-Feb-2017 | In-service
Potential Transformer (PT) | 220kV NRS Rajajinagar | Main Bus | Y |  |  | 220kV | [5 empty] | 220kV/110V-110V-110V | 2017 | 18-Feb-2017 | In-service
Potential Transformer (PT) | 220kV NRS Rajajinagar | Main Bus | B |  |  | 220kV | [5 empty] | 220kV/110V-110V-110V | 2017 | 18-Feb-2017 | In-service
Current Transformer (CT) | 220kV NRS Rajajinagar | SRS1 (Nandini Layout) line | R | Suman Control Pvt Ltd |  | 66kV |  |  |  | 800-400/1-1-1A | 400/1-1-1A |  | 1996 | 19-Dec-2000 | In-service
Current Transformer (CT) | 220kV NRS Rajajinagar | SRS1 (Nandini Layout) line | Y | Suman Control Pvt Ltd |  | 66kV |  |  |  | 600-400-200-100/1-1-1A | 400/1-1-1A |  | 1998 | 19-Nov-2000 | In-service
Current Transformer (CT) | 220kV NRS Rajajinagar | SRS1 (Nandini Layout) line | B | Suman Control Pvt Ltd |  | 66kV |  |  |  | 800-400/1-1-1A | 400/1-1-1A |  | 1998 | 19-Nov-2000 | In-service
Current Transformer (CT) | 220kV NRS Rajajinagar | SRS2 (Mahalakshmi Layout) | R | Sri Venkateshwara Electricals |  | 66kV |  |  |  | 400-200/1-1-1A | 400/1-1-1A |  | 1998 | 19-Dec-2000 | In-service
Current Transformer (CT) | 220kV NRS Rajajinagar | SRS2 (Mahalakshmi Layout) | Y | Sri Venkateshwara Electricals |  | 66kV |  |  |  | 400-200/1-1-1A | 400/1-1-1A |  | 1998 | 19-Dec-2000 | In-service
Current Transformer (CT) | 220kV NRS Rajajinagar | SRS2 (Mahalakshmi Layout) | B | Sri Venkateshwara Electricals |  | 66kV |  |  |  | 400-200/1-1-1A | 400/1-1-1A |  | 1998 | 19-Dec-2000 | In-service
Current Transformer (CT) | 220kV NRS Rajajinagar | A1 (Sobha Indraprasta) line | R | Sri Venkateshwara Electricals |  | 66kV |  |  |  | 400-200/1-1-1A | 400/1-1-1A |  | 1998 | 26-Dec-2000 | In-service
Current Transformer (CT) | 220kV NRS Rajajinagar | A1 (Sobha Indraprasta) line | Y | Sri Venkateshwara Electricals |  | 66kV |  |  |  | 400-200/1-1-1A | 400/1-1-1A |  | 1998 | 26-Dec-2000 | In-service
Current Transformer (CT) | 220kV NRS Rajajinagar | A1 (Sobha Indraprasta) line | B | Sri Venkateshwara Electricals |  | 66kV |  |  |  | 400-200/1-1-1A | 400/1-1-1A |  | 1998 | 26-Dec-2000 | In-service
Current Transformer (CT) | 220kV NRS Rajajinagar | A2 line | R | Powergear Ltd |  | 66kV |  |  |  | 400-200/1-1-1A | 400/1-1-1A |  | 1998 | 26-Dec-2000 | In-service
Current Transformer (CT) | 220kV NRS Rajajinagar | A2 line | Y | Sri Venkateshwara Electricals |  | 66kV |  |  |  | 400-200/1-1-1A | 400/1-1-1A |  | 1998 | 26-Dec-2000 | In-service
Current Transformer (CT) | 220kV NRS Rajajinagar | A2 line | B | Powergear Ltd |  | 66kV |  |  |  | 400-200/1-1-1A | 400/1-1-1A |  | 1998 | 26-Dec-2000 | In-service
Current Transformer (CT) | 220kV NRS Rajajinagar | Brigade line | R | Suman Control Pvt Ltd |  | 66kV |  |  |  | 1200-800/1-1-1A | 800/1-1-1A |  | 2009 | 14-Oct-2010 | In-service
Current Transformer (CT) | 220kV NRS Rajajinagar | Brigade line | Y | Suman Control Pvt Ltd |  | 66kV |  |  |  | 1200-800/1-1-1A | 800/1-1-1A |  | 2009 | 14-Oct-2010 | In-service
Current Transformer (CT) | 220kV NRS Rajajinagar | Brigade line | B | Suman Control Pvt Ltd |  | 66kV |  |  |  | 1200-800/1-1-1A | 800/1-1-1A |  | 2009 | 14-Oct-2010 | In-service
Current Transformer (CT) | 220kV NRS Rajajinagar | IISC line | R | Suman Control Pvt Ltd |  | 66kV |  |  |  | 1200-800/1-1-1A | 800/1-1-1A |  | 2013 | 14-Jul-2014 | In-service
Current Transformer (CT) | 220kV NRS Rajajinagar | IISC line | Y | Suman Control Pvt Ltd |  | 66kV |  |  |  | 1200-800/1-1-1A | 800/1-1-1A |  | 2013 | 14-Jul-2014 | In-service
Current Transformer (CT) | 220kV NRS Rajajinagar | IISC line | B | Suman Control Pvt Ltd |  | 66kV |  |  |  | 1200-800/1-1-1A | 800/1-1-1A |  | 2013 | 14-Jul-2014 | In-service
Current Transformer (CT) | 220kV NRS Rajajinagar | Mysore road 1 line | R | WS Industries Pvt Ltd |  | 66kV |  |  |  | 400-200/1-1-1A | 400/1-1-1A |  | 2004 | 01-Jan-2005 | In-service
Current Transformer (CT) | 220kV NRS Rajajinagar | Mysore road 1 line | Y | WS Industries Pvt Ltd |  | 66kV |  |  |  | 400-200/1-1-1A | 400/1-1-1A |  | 2004 | 01-Jan-2005 | In-service
Current Transformer (CT) | 220kV NRS Rajajinagar | Mysore road 1 line | B | WS Industries Pvt Ltd |  | 66kV |  |  |  | 400-200/1-1-1A | 400/1-1-1A |  | 2004 | 01-Jan-2005 | In-service
Current Transformer (CT) | 220kV NRS Rajajinagar | Mysore road 2 line | R | KAPCO Electricals Ltd |  | 66kV |  |  |  | 800-600-400/1-1-1A | 400/1-1-1A |  | 2006 | 01-Dec-2007 | In-service
Current Transformer (CT) | 220kV NRS Rajajinagar | Mysore road 2 line | Y | Vidyuth Controls Systems Pvt Ltd |  | 66kV |  |  |  | 800-600-400/1-1-1A | 400/1-1-1A |  | 2005 | 01-Dec-2007 | In-service
Current Transformer (CT) | 220kV NRS Rajajinagar | Mysore road 2 line | B | Vidyuth Controls Systems Pvt Ltd |  | 66kV |  |  |  | 800-600-400/1-1-1A | 400/1-1-1A |  | 2005 | 01-Dec-2007 | In-service
Current Transformer (CT) | 220kV NRS Rajajinagar | Telecom line 1 line | R | Indian Transformers Company Ltd |  | 66kV |  |  |  | 400-200/1-1-1A | 400/1-1-1A |  | 2004 | 07-Dec-2005 | In-service
Current Transformer (CT) | 220kV NRS Rajajinagar | Telecom line 1 line | Y | Indian Transformers Company Ltd |  | 66kV |  |  |  | 400-200/1-1-1A | 400/1-1-1A |  | 2004 | 07-Dec-2005 | In-service
Current Transformer (CT) | 220kV NRS Rajajinagar | Telecom line 1 line | B | Indian Transformers Company Ltd |  | 66kV |  |  |  | 400-200/1-1-1A | 400/1-1-1A |  | 2004 | 07-Dec-2005 | In-service
Current Transformer (CT) | 220kV NRS Rajajinagar | Telecom line 2 line | R | Indian Transformers Company Ltd |  | 66kV |  |  |  | 400-200/1-1-1A | 400/1-1-1A |  | 2004 | 07-Dec-2005 | In-service
Current Transformer (CT) | 220kV NRS Rajajinagar | Telecom line 2 line | Y | Indian Transformers Company Ltd |  | 66kV |  |  |  | 400-200/1-1-1A | 400/1-1-1A |  | 2004 | 07-Dec-2005 | In-service
Current Transformer (CT) | 220kV NRS Rajajinagar | Telecom line 2 line | B | Indian Transformers Company Ltd |  | 66kV |  |  |  | 400-200/1-1-1A | 400/1-1-1A |  | 2004 | 07-Dec-2005 | In-service
Current Transformer (CT) | 220kV NRS Rajajinagar | Victoria Hospital line | R | Sri Venkateshwara Electricals |  | 66kV |  |  |  | 400-200/1-1-1A | 400/1-1-1A |  | 1997 | 01-Jun-1998 | In-service
Current Transformer (CT) | 220kV NRS Rajajinagar | Victoria Hospital line
Current Transformer (CT) | 220kV NRS Rajajinagar | VOLTAGE | Y | Sri Venkateshwara Electricals |  | 66kV |  |  |  | 400-200/1-1-1A | 400/1-1-1A |  | 1997 | 01-Jun-1998 | In-service
Current Transformer (CT) | 220kV NRS Rajajinagar | Palladium line | R | Pragati Electricals Pvt Ltd |  | 66kV |  |  |  | 1200-800/1-1-1A | 800/1-1-1A |  | 2022 | 19-Oct-2023 | In-service
Current Transformer (CT) | 220kV NRS Rajajinagar | Palladium line | Y | Pragati Electricals Pvt Ltd |  | 66kV |  |  |  | 1200-800/1-1-1A | 800/1-1-1A |  | 2022 | 19-Oct-2023 | In-service
Current Transformer (CT) | 220kV NRS Rajajinagar | Palladium line | B | Pragati Electricals Pvt Ltd |  | 66kV |  |  |  | 1200-800/1-1-1A | 800/1-1-1A |  | 2022 | 19-Oct-2023 | In-service
Current Transformer (CT) | 220kV NRS Rajajinagar | 100MVA Power TR-1 | R | LAMCO |  | 66kV |  |  |  | 1600-1000/1-1-1A | 1000/1-1-1A |  | 2014 | 19-Feb-2019 | In-service
Current Transformer (CT) | 220kV NRS Rajajinagar | 100MVA Power TR-1 | Y | LAMCO |  | 66kV |  |  |  | 1600-1000/1-1-1A | 1000/1-1-1A |  | 2014 | 19-Feb-2019 | In-service
Current Transformer (CT) | 220kV NRS Rajajinagar | 100MVA Power TR-1 | B | LAMCO |  | 66kV |  |  |  | 1600-1000/1-1-1A | 1000/1-1-1A |  | 2014 | 19-Feb-2019 | In-service
Current Transformer (CT) | 220kV NRS Rajajinagar | 20MVA Power TR-1 | R | Powergear Ltd |  | 66kV |  |  |  | 300-150-75/1-1-1A | 300/1-1-1A |  | 1998 | 05-Jul-1998 | In-service
Current Transformer (CT) | 220kV NRS Rajajinagar | 20MVA Power TR-1 | Y | Powergear Ltd |  | 66kV |  |  |  | 300-150/1-1-1A | 300/1-1-1A |  | 1998 | 05-Jul-1998 | In-service
Current Transformer (CT) | 220kV NRS Rajajinagar | 20MVA Power TR-1 | B | Powergear Ltd |  | 66kV |  |  |  | 300-150-75/1-1-1A | 300/1-1-1A |  | 1998 | 05-Jul-1998 | In-service
Current Transformer (CT) | 220kV NRS Rajajinagar | 100MVA Power TR-2 | B | Automatic Electric Ltd |  | 66kV |  |  |  | 1200-600-300/1-1-1A | 1200/1-1-1A |  | 1997 | 01-Jun-1998 | In-service
Current Transformer (CT) | 220kV NRS Rajajinagar | 20MVA Power TR-2 | R | Sri Venkateshwara Electricals |  | 66kV |  |  |  | 400/1-1-1A |  |  | 1995 | 24-Mar-2023 | In-service
Current Transformer (CT) | 220kV NRS Rajajinagar | 20MVA Power TR-2 | Y | Sri Venkateshwara Electricals |  | 66kV |  |  |  | 400/1-1-1A |  |  | 1995 | 24-Mar-2023 | In-service
Current Transformer (CT) | 220kV NRS Rajajinagar | 20MVA Power TR-2 | B | Sri Venkateshwara Electricals |  | 66kV |  |  |  | 400/1-1-1A |  |  | 1995 | 24-Mar-2023 | In-service
Current Transformer (CT) | 220kV NRS Rajajinagar | 20MVA Power TR-3 | R | Sri Venkateshwara Electricals |  | 66kV |  |  |  | 200-100/1-1-1A | 200/1-1-1A |  | 1994 | 20-Jun-1998 | In-service
Current Transformer (CT) | 220kV NRS Rajajinagar | 20MVA Power TR-3 | Y | Sri Venkateshwara Electricals |  | 66kV |  |  |  | 200-100/1-1-1A | 200/1-1-1A |  | 1994 | 06-Jun-1998 | In-service
Current Transformer (CT) | 220kV NRS Rajajinagar | 20MVA Power TR-3 | B | Sri Venkateshwara Electricals |  | 66kV |  |  |  | 200-100/1-1-1A | 200/1-1-1A |  | 1994 | 20-Jun-1998 | In-service
Current Transformer (CT) | 220kV NRS Rajajinagar | 20MVA Power TR-4 | R | Powergear Ltd |  | 66kV |  |  |  | 300-150-75/1-1-1A | 300/1-1-1A |  | 1998 | 14-Sep-1998 | In-service
Current Transformer (CT) | 220kV NRS Rajajinagar | 20MVA Power TR-4 | Y | Powergear Ltd |  | 66kV |  |  |  | 300-150-75/1-1-1A | 300/1-1-1A |  | 1998 | 14-Sep-1998 | In-service
Current Transformer (CT) | 220kV NRS Rajajinagar | 20MVA Power TR-4 | B | Powergear Ltd |  | 66kV |  |  |  | 300-150-75/1-1-1A | 300/1-1-1A |  | 1998 | 14-Sep-1998 | In-service
Current Transformer (CT) | 220kV NRS Rajajinagar | 31.5MVA Power TR-5 | R | Indian Transformers |  | 66kV |  |  |  | 400/1-1-1A |  |  | 2004 | 27-Sep-2006 | In-service
Current Transformer (CT) | 220kV NRS Rajajinagar | 31.5MVA Power TR-5 | Y | Indian Transformers Company Ltd |  | 66kV |  |  |  | 400/1-1-1A |  |  | 2004 | 27-Sep-2006 | In-service
Current Transformer (CT) | 220kV NRS Rajajinagar | 31.5MVA Power TR-5 | B | Indian Transformers Company Ltd |  | 66kV |  |  |  | 400/1-1-1A |  |  | 2004 | 27-Sep-2006 | In-service
Current Transformer (CT) | 220kV NRS Rajajinagar | 20MVAR Cap Bank-1 | R | Automatic Electric Ltd |  | 66kV |  |  |  | 600-400-200-100/1-1-1A | 200/1-1-1A |  | 1984 | 21-Jun-1984 | In-service
Current Transformer (CT) | 220kV NRS Rajajinagar | 20MVAR Cap Bank-1 | Y | NNP (No name plate) |  | 66kV |  |  |  | 600-400-200-100/1-1-1A | 200/1-1-1A |  | 1984 | 21-Jun-1984 | In-service
Current Transformer (CT) | 220kV NRS Rajajinagar | 20MVAR Cap Bank-1 | B | NNP (No name plate) |  | 66kV |  |  |  | 600-400-200-100/1-1-1A | 200/1-1-1A |  | 1984 | 21-Jun-1984 | In-service
Potential Transformer (PT) | 220kV NRS Rajajinagar | Main Bus | R |  |  | 66kV | [5 empty] | 66kV/110V-110V-110V | 1998 | 01-Jun-1998 | In-service
Potential Transformer (PT) | 220kV NRS Rajajinagar | Main Bus | Y |  |  | 66kV | [5 empty] | 66kV/110V-110V-110V | 1998 | 01-Jun-1998 | In-service
Potential Transformer (PT) | 220kV NRS Rajajinagar | Main Bus | B |  |  | 66kV | [5 empty] | 66kV/110V-110V-110V | 1998 | 01-Jun-1998 | In-service
Potential Transformer (PT) | 220kV NRS Rajajinagar | Bus-2/Transfer Bus | R |  |  | 66kV | [5 empty] | 66kV/110V-110V-110V | 2004 | 01-Jun-2004 | In-service
Potential Transformer (PT) | 220kV NRS Rajajinagar | Bus-2/Transfer Bus | Y |  |  | 66kV | [5 empty] | 66kV/110V-110V-110V | 2004 | 01-Jun-2004 | In-service
Potential Transformer (PT) | 220kV NRS Rajajinagar | Bus-2/Transfer Bus | B |  |  | 66kV | [5 empty] | 66kV/110V-110V-110V | 2004 | 01-Jun-2004 | In-service
Power Transformer | 220kV NRS Rajajinagar | 100MVA Power TR-1 |  | ABB | 100.0 | 220/66/11kV | 13044-005 | YNyn0d11 | 9.8 |  |  |  | 2007 | 18-Oct-2007 | In-service
Power Transformer | 220kV NRS Rajajinagar | 100MVA Power TR-2 |  | NGEF | 100.0 | 220/66/11kV | 6800000168 | YNyn0d11 | 12.1 |  |  |  | 1997 | 05-Jun-1998 | In-service
Power Transformer | 220kV NRS Rajajinagar | 20MVA Power TR-1 |  | NGEF | 20.0 | 66/11kV | 2800055500 | Dyn11 |  |  |  |  | 1995 | 05-Jul-1996 | In-service
Power Transformer | 220kV NRS Rajajinagar | 20MVA Power TR-2 |  | NGEF | 20.0 | 66/11kV | 2800055501 | Dyn11 |  |  |  |  | 1995 | 31-Oct-1995 | In-service
Power Transformer | 220kV NRS Rajajinagar | 20MVA Power TR-3 |  | NGEF | 20.0 | 66/11kV | 2800056329 | Dyn11 |  |  |  |  | 1997 | 01-Mar-1998 | In-service
Power Transformer | 220kV NRS Rajajinagar | 20MVA Power TR-4 |  | NGEF | 20.0 | 66/11kV | 2800056681 | Dyn11 |  |  |  |  | 1998 | 14-Sep-1998 | In-service
Power Transformer | 220kV NRS Rajajinagar | 31.5MVA Power TR-5 |  | ECE Industries Limited | 31.5 | 66/11kV | S-87874 | Dyn11 | 12.5 |  |  |  | 2025 | 29-Aug-2025 | In-service
Current Transformer (CT) | 220kV Sarjapura | 220kV Malur line-1 line | R | ABB |  | 220kV |  |  |  | 800-600-400-300/1-1-1-1-1A | 800/1-1-1-1-1A |  | 2008 | 31-Mar-2009 | In-service
Current Transformer (CT) | 220kV Sarjapura | 220kV Malur line-1 line | Y | ABB |  | 220kV |  |  |  | 800-600-400-300/1-1-1-1-1A | 800/1-1-1-1-1A |  | 2008 | 31-Mar-2009 | In-service
Current Transformer (CT) | 220kV Sarjapura | 220kV Malur line-1 line | B | ABB |  | 220kV |  |  |  | 800-600-400-300/1-1-1-1-1A | 800/1-1-1-1-1A |  | 2008 | 31-Mar-2009 | In-service
Current Transformer (CT) | 220kV Sarjapura | 220kV Malur line-2 line | R | ABB |  | 220kV |  |  |  | 800-600-400-300/1-1-1-1-1A | 800/1-1-1-1-1A |  | 2008 | 31-Mar-2009 | In-service
Current Transformer (CT) | 220kV Sarjapura | 220kV Malur line-2 line | Y | ABB |  | 220kV |  |  |  | 800-600-400-300/1-1-1-1-1A | 800/1-1-1-1-1A |  | 2008 | 31-Mar-2009 | In-service
Current Transformer (CT) | 220kV Sarjapura | 220kV Malur line-2 line | B | ABB |  | 220kV |  |  |  | 800-600-400-300/1-1-1-1-1A | 800/1-1-1-1-1A |  | 2008 | 31-Mar-2009 | In-service
Current Transformer (CT) | 220kV Sarjapura | 100MVA Power TR-1 | R | ABB |  | 220kV |  |  |  | 800-600-400-300/1-1-1-1-1A | 300/1-1-1-1-1A |  | 2008 | 11-May-2009 | In-service
Current Transformer (CT) | 220kV Sarjapura | 100MVA Power TR-1 | Y | ABB |  | 220kV |  |  |  | 800-600-400-300/1-1-1-1-1A | 300/1-1-1-1-1A |  | 2008 | 11-May-2009 | In-service
Current Transformer (CT) | 220kV Sarjapura | 100MVA Power TR-1 | B | ABB |  | 220kV |  |  |  | 800-600-400-300/1-1-1-1-1A | 300/1-1-1-1-1A |  | 2008 | 11-May-2009 | In-service
Current Transformer (CT) | 220kV Sarjapura | 100MVA Power TR-2 | R | ABB |  | 220kV |  |  |  | 800-600-400-300/1-1-1-1-1A | 300/1-1-1-1-1A |  | 2008 | 19-Jul-2010 | In-service
Current Transformer (CT) | 220kV Sarjapura | 100MVA Power TR-2 | Y | ABB |  | 220kV |  |  |  | 800-600-400-300/1-1-1-1-1A | 300/1-1-1-1-1A |  | 2008 | 19-Jul-2010 | In-service
Current Transformer (CT) | 220kV Sarjapura | 100MVA Power TR-2 | B | ABB |  | 220kV |  |  |  | 800-600-400-300/1-1-1-1-1A | 300/1-1-1-1-1A |  | 2008 | 19-Jul-2010 | In-service
Current Transformer (CT) | 220kV Sarjapura | Bus Coupler | R | ABB |  | 220kV |  |  |  | 800-600-400-300/1-1-1-1-1A | 800/1-1-1-1-1A |  | 2008 | 31-Mar-2009 | In-service
Current Transformer (CT) | 220kV Sarjapura | Bus Coupler | Y | ABB |  | 220kV |  |  |  | 800-600-400-300/1-1-1-1-1A | 800/1-1-1-1-1A |  | 2008 | 31-Mar-2009 | In-service
Current Transformer (CT) | 220kV Sarjapura | Bus Coupler | B | ABB |  | 220kV |  |  |  | 800-600-400-300/1-1-1-1-1A | 800/1-1-1-1-1A |  | 2008 | 31-Mar-2009 | In-service
Potential Transformer (PT) | 220kV Sarjapura | Bus-1/Main Bus | R |  |  | 220kV | [5 empty] | 220kV/110V-110V-110V | 2008 | 31-Mar-2009 | In-service
Potential Transformer (PT) | 220kV Sarjapura | Bus-1/Main Bus | Y |  |  | 220kV | [5 empty] | 220kV/110V-110V-110V | 2008 | 31-Mar-2009 | In-service
Potential Transformer (PT) | 220kV Sarjapura | Bus-1/Main Bus | B |  |  | 220kV | [5 empty] | 220kV/110V-110V-110V | 2008 | 31-Mar-2009 | In-service
Potential Transformer (PT) | 220kV Sarjapura | Bus-2/Transfer Bus | R |  |  | 220kV | [5 empty] | 220kV/110V-110V-110V | 2008 | 31-Mar-2009 | In-service
Potential Transformer (PT) | 220kV Sarjapura | Bus-2/Transfer Bus | Y |  |  | 220kV | [5 empty] | 220kV/110V-110V-110V | 2008 | 31-Mar-2009 | In-service
Potential Transformer (PT) | 220kV Sarjapura | Bus-2/Transfer Bus | B |  |  | 220kV | [5 empty] | 220kV/110V-110V-110V | 2008 | 31-Mar-2009 | In-service
Current Transformer (CT) | 220kV Sarjapura | Attibele line | R | Vidyuth Controls Systems Pvt Ltd |  | 66kV |  |  |  | 1200-800/1-1-1A | 800/1-1-1A |  | 2025 | 28-Aug-2025 | In-service
Current Transformer (CT) | 220kV Sarjapura | Attibele line | Y | Vidyuth Controls Systems Pvt Ltd |  | 66kV |  |  |  | 1200-800/1-1-1A | 800/1-1-1A |  | 2025 | 28-Aug-2025 | In-service
Current Transformer (CT) | 220kV Sarjapura | Attibele line | B | Vidyuth Controls Systems Pvt Ltd |  | 66kV |  |  |  | 1200-800/1-1-1A | 800/1-1-1A |  | 2025 | 28-Aug-2025 | In-service
Current Transformer (CT) | 220kV Sarjapura | Chandapura line | R | LAMCO |  | 66kV |  |  |  | 800-600-400-200/1-1-1A | 400/1-1-1A |  | 2008 | 01-Oct-2016 | In-service
Current Transformer (CT) | 220kV Sarjapura | Chandapura line | Y | LAMCO |  | 66kV |  |  |  | 800-600-400-200/1-1-1A | 400/1-1-1A |  | 2008 | 01-Oct-2016 | In-service
Current Transformer (CT) | 220kV Sarjapura | Chandapura line | B | LAMCO |  | 66kV |  |  |  | 800-600-400-200/1-1-1A | 400/1-1-1A |  | 2008 | 01-Oct-2016 | In-service
Current Transformer (CT) | 220kV Sarjapura | Dommasandra line | R | LAMCO |  | 66kV |  |  |  | 800-600-400-200/1-1-1A | 400/1-1-1A |  | 2008 | 30-Sep-2016 | In-service
Current Transformer (CT) | 220kV Sarjapura | Dommasandra line | Y | LAMCO |  | 66kV |  |  |  | 800-600-400-200/1-1-1A | 400/1-1-1A |  | 2008 | 30-Sep-2016 | In-service
Current Transformer (CT) | 220kV Sarjapura | Dommasandra line | B | LAMCO |  | 66kV |  |  |  | 800-600-400-200/1-1-1A | 400/1-1-1A |  | 2008 | 30-Sep-2016 | In-service
Current Transformer (CT) | 220kV Sarjapura | Attibele line-2 line | R | Vidyuth Controls Systems Pvt Ltd |  | 66kV |  |  |  | 1200-800/1-1-1A | 1200/1-1-1A |  | 2025 | 12-Feb-2026 | In-service
Current Transformer (CT) | 220kV Sarjapura | Attibele line-2 line | Y | Vidyuth Controls Systems Pvt Ltd |  | 66kV |  |  |  | 1200-800/1-1-1A | 1200/1-1-1A |  | 2025 | 12-Feb-2026 | In-service
Current Transformer (CT) | 220kV Sarjapura | Attibele line-2 line | B | Vidyuth Controls Systems Pvt Ltd |  | 66kV |  |  |  | 1200-800/1-1-1A | 1200/1-1-1A |  | 2025 | 12-Feb-2026 | In-service
Current Transformer (CT) | 220kV Sarjapura | 100MVA Power TR-1 | R | LAMCO |  | 66kV |  |  |  | 1600-1000/1-1-1A | 1000/1-1-1A |  | 2008 | 11-May-2009 | In-service
Current Transformer (CT) | 220kV Sarjapura | 100MVA Power TR-1 | Y | LAMCO |  | 66kV |  |  |  | 1600-1000/1-1-1A | 1000/1-1-1A |  | 2008 | 11-May-2009 | In-service
Current Transformer (CT) | 220kV Sarjapura | 100MVA Power TR-1 | B | LAMCO |  | 66kV |  |  |  | 1600-1000/1-1-1A | 1000/1-1-1A |  | 2008 | 11-May-2009 | In-service
Current Transformer (CT) | 220kV Sarjapura | 20MVA Power TR-1 | R | LAMCO |  | 66kV |  |  |  | 200/1-1-1A |  |  | 2008 | 11-May-2009 | In-service
Current Transformer (CT) | 220kV Sarjapura | 20MVA Power TR-1 | Y |  |  | 66kV
Current Transformer (CT) | 220kV Sarjapura | 20MVA Power TR-1
Current Transformer (CT) | 220kV Sarjapura | Ø | B | LAMCO |  | 66kV |  |  |  | 200/1-1-1A | 200/1-1-1A |  | 2008 | 11-May-2009 | In-service
Current Transformer (CT) | 220kV Sarjapura | 100MVA Power TR-2 | Y | LAMCO |  | 66kV |  |  |  | 1600-1000/1-1-1A | 1000/1-1-1A |  | 2008 | 19-Jul-2010 | In-service
Current Transformer (CT) | 220kV Sarjapura | 100MVA Power TR-2 | B | LAMCO |  | 66kV |  |  |  | 1600-1000/1-1-1A | 1000/1-1-1A |  | 2008 | 19-Jul-2010 | In-service
Current Transformer (CT) | 220kV Sarjapura | 20MVA Power TR-2 | R | Universal Magnoflux (UMF) |  | 66kV |  |  |  | 200/1-1-1A |  |  | 2002 | 25-May-2019 | In-service
Current Transformer (CT) | 220kV Sarjapura | 20MVA Power TR-2 | Y | LAMCO |  | 66kV |  |  |  | 200/1-1-1A |  |  | 2008 | 11-May-2009 | In-service
Current Transformer (CT) | 220kV Sarjapura | 20MVA Power TR-2 | B | LAMCO |  | 66kV |  |  |  | 200/1-1-1A |  |  | 2008 | 11-May-2009 | In-service
Current Transformer (CT) | 220kV Sarjapura | Bus Coupler | R | LAMCO |  | 66kV |  |  |  | 1600-1200/1-1-1A | 1600/1-1-1A |  | 2008 | 31-Mar-2009 | In-service
Current Transformer (CT) | 220kV Sarjapura | Bus Coupler | Y | LAMCO |  | 66kV |  |  |  | 1600-1200/1-1-1A | 1600/1-1-1A |  | 2008 | 31-Mar-2009 | In-service
Current Transformer (CT) | 220kV Sarjapura | Bus Coupler | B | LAMCO |  | 66kV |  |  |  | 1600-1200/1-1-1A | 1600/1-1-1A |  | 2008 | 31-Mar-2009 | In-service
Potential Transformer (PT) | 220kV Sarjapura | Bus-1/Main Bus | R |  |  | 66kV | [5 empty] | 66kV/110V-110V-110V | 2022 | 22-Jan-2023 | In-service
Potential Transformer (PT) | 220kV Sarjapura | Bus-1/Main Bus | Y |  |  | 66kV | [5 empty] | 66kV/110V-110V-110V | 2022 | 22-Jan-2022 | In-service
Potential Transformer (PT) | 220kV Sarjapura | Bus-1/Main Bus | B |  |  | 66kV | [5 empty] | 66kV/110V-110V-110V | 2022 | 22-Jan-2022 | In-service
Potential Transformer (PT) | 220kV Sarjapura | Bus-2/Transfer Bus | R |  |  | 66kV | [5 empty] | 66kV/110V-110V-110V | 2008 | 19-Jul-2010 | In-service
Potential Transformer (PT) | 220kV Sarjapura | Bus-2/Transfer Bus | Y |  |  | 66kV | [5 empty] | 66kV/110V-110V-110V | 2008 | 19-Jul-2010 | In-service
Potential Transformer (PT) | 220kV Sarjapura | Bus-2/Transfer Bus | B |  |  | 66kV | [5 empty] | 66kV/110V-110V-110V | 2008 | 19-Jul-2010 | In-service
Power Transformer | 220kV Sarjapura | 100MVA Power TR-1 |  | AREVA | 100.0 | 220/66/11kV | B-30099 | YNyn0d11 | 9.8 |  |  |  | 2007 | 11-May-2009 | In-service
Power Transformer | 220kV Sarjapura | 100MVA Power TR-2 |  | EMCO | 100.0 | 220/66/11kV | HT-1713/12775 | YNyn0d11 | 10.1 |  |  |  | 2007 | 19-Jul-2010 | In-service
Power Transformer | 220kV Sarjapura | 20MVA Power TR-1 |  | Victory Electricals Ltd | 20.0 | 66/11kV | 4-0049/1 | Dyn11 | 9.3 |  |  |  | 2011 | 17-May-2023 | In-service
Power Transformer | 220kV Sarjapura | 20MVA Power TR-2 |  | IMP Powers Ltd | 20.0 | 66/11kV | PT-7769 | Dyn11 | 10 |  |  |  | 2016 | 04-Oct-2017 | In-service
Current Transformer (CT) | 400kV Devanahalli Hardware Park | B203-D.B.PURA-1 line | R | GE T&D India Limited |  | 220kV |  |  |  | 1600-800/1-1-1-1-1A | 800/1-1-1-1-1A |  | 2019 | 06-Jan-2021 | In-service
Current Transformer (CT) | 400kV Devanahalli Hardware Park | B203-D.B.PURA-1 line | Y | GE T&D India Limited |  | 220kV |  |  |  | 1600-800/1-1-1-1-1A | 800/1-1-1-1-1A |  | 2019 | 06-Jan-2021 | In-service
Current Transformer (CT) | 400kV Devanahalli Hardware Park | B203-D.B.PURA-1 line | B | GE T&D India Limited |  | 220kV |  |  |  | 1600-800/1-1-1-1-1A | 800/1-1-1-1-1A |  | 2019 | 06-Jan-2021 | In-service
Current Transformer (CT) | 400kV Devanahalli Hardware Park | B204-D.B.PURA-2 line | R | GE T&D India Limited |  | 220kV |  |  |  | 1600-800/1-1-1-1-1A | 800/1-1-1-1-1A |  | 2019 | 06-Jan-2021 | In-service
Current Transformer (CT) | 400kV Devanahalli Hardware Park | B204-D.B.PURA-2 line | Y | GE T&D India Limited |  | 220kV |  |  |  | 1600-800/1-1-1-1-1A | 800/1-1-1-1-1A |  | 2019 | 06-Jan-2021 | In-service
Current Transformer (CT) | 400kV Devanahalli Hardware Park | B204-D.B.PURA-2 line | B | GE T&D India Limited |  | 220kV |  |  |  | 1600-800/1-1-1-1-1A | 800/1-1-1-1-1A |  | 2019 | 06-Jan-2021 | In-service
Current Transformer (CT) | 400kV Devanahalli Hardware Park | B210-DEVANAHALLI | R | GE T&D India Limited |  | 220kV |  |  |  | 1600-800/1-1-1-1-1A | 800/1-1-1-1-1A |  | 2019 | 31-Dec-2020 | In-service
Current Transformer (CT) | 400kV Devanahalli Hardware Park | B210-DEVANAHALLI | Y | GE T&D India Limited |  | 220kV |  |  |  | 1600-800/1-1-1-1-1A | 800/1-1-1-1-1A |  | 2019 | 31-Dec-2020 | In-service
Current Transformer (CT) | 400kV Devanahalli Hardware Park | B210-DEVANAHALLI | B | GE T&D India Limited |  | 220kV |  |  |  | 1600-800/1-1-1-1-1A | 800/1-1-1-1-1A |  | 2019 | 31-Dec-2020 | In-service
Current Transformer (CT) | 400kV Devanahalli Hardware Park | B211-DEVANAHALLI | R | GE T&D India Limited |  | 220kV |  |  |  | 1600-800/1-1-1-1-1A | 800/1-1-1-1-1A |  | 2019 | 31-Dec-2020 | In-service
Current Transformer (CT) | 400kV Devanahalli Hardware Park | B211-DEVANAHALLI | Y | GE T&D India Limited |  | 220kV |  |  |  | 1600-800/1-1-1-1-1A | 800/1-1-1-1-1A |  | 2019 | 31-Dec-2020 | In-service
Current Transformer (CT) | 400kV Devanahalli Hardware Park | B211-DEVANAHALLI | B | GE T&D India Limited |  | 220kV |  |  |  | 1600-800/1-1-1-1-1A | 800/1-1-1-1-1A |  | 2019 | 31-Dec-2020 | In-service
Current Transformer (CT) | 400kV Devanahalli Hardware Park | B212-HBR line | R | GE T&D India Limited |  | 220kV |  |  |  | 1600-800/1-1-1-1-1A | 800/1-1-1-1-1A |  | 2019 | 06-Jan-2021 | In-service
Current Transformer (CT) | 400kV Devanahalli Hardware Park | B212-HBR line | Y | GE T&D India Limited |  | 220kV |  |  |  | 1600-800/1-1-1-1-1A | 800/1-1-1-1-1A |  | 2019 | 06-Jan-2021 | In-service
Current Transformer (CT) | 400kV Devanahalli Hardware Park | B212-HBR line | B | GE T&D India Limited |  | 220kV |  |  |  | 1600-800/1-1-1-1-1A | 800/1-1-1-1-1A |  | 2019 | 06-Jan-2021 | In-service
Current Transformer (CT) | 400kV Devanahalli Hardware Park | B213-ITI line | R | GE T&D India Limited |  | 220kV |  |  |  | 1600-800/1-1-1-1-1A | 800/1-1-1-1-1A |  | 2019 | 06-Jan-2021 | In-service
Current Transformer (CT) | 400kV Devanahalli Hardware Park | B213-ITI line | Y | GE T&D India Limited |  | 220kV |  |  |  | 1600-800/1-1-1-1-1A | 800/1-1-1-1-1A |  | 2019 | 06-Jan-2021 | In-service
Current Transformer (CT) | 400kV Devanahalli Hardware Park | B213-ITI line | B | GE T&D India Limited |  | 220kV |  |  |  | 1600-800/1-1-1-1-1A | 800/1-1-1-1-1A |  | 2019 | 06-Jan-2021 | In-service
Current Transformer (CT) | 400kV Devanahalli Hardware Park | B206-ICT-1 line | R | Siemens |  | 220kV |  |  |  | 1600-800/1-1-1-1-1A | 1600/1-1-1-1-1A |  |  | 24-Sep-2020 | In-service
Current Transformer (CT) | 400kV Devanahalli Hardware Park | B206-ICT-1 line | Y | Siemens |  | 220kV |  |  |  | 1600-800/1-1-1-1-1A | 1600/1-1-1-1-1A |  |  | 24-Sep-2020 | In-service
Current Transformer (CT) | 400kV Devanahalli Hardware Park | B206-ICT-1 line | B | Siemens |  | 220kV |  |  |  | 1600-800/1-1-1-1-1A | 1600/1-1-1-1-1A |  |  | 24-Sep-2020 | In-service
Current Transformer (CT) | 400kV Devanahalli Hardware Park | B208-ICT-2 line | R | Siemens |  | 220kV |  |  |  | 1600-800/1-1-1-1-1A | 1600/1-1-1-1-1A |  |  | 24-Sep-2020 | In-service
Current Transformer (CT) | 400kV Devanahalli Hardware Park | B208-ICT-2 line | Y | Siemens |  | 220kV |  |  |  | 1600-800/1-1-1-1-1A | 1600/1-1-1-1-1A |  |  | 24-Sep-2020 | In-service
Current Transformer (CT) | 400kV Devanahalli Hardware Park | B208-ICT-2 line | B | Siemens |  | 220kV |  |  |  | 1600-800/1-1-1-1-1A | 1600/1-1-1-1-1A |  |  | 24-Sep-2020 | In-service
Current Transformer (CT) | 400kV Devanahalli Hardware Park | B209-ICT-3 line | R | Siemens |  | 220kV |  |  |  | 1600-800/1-1-1-1-1A | 1600/1-1-1-1-1A |  |  | 24-Sep-2020 | In-service
Current Transformer (CT) | 400kV Devanahalli Hardware Park | B209-ICT-3 line | Y | Siemens |  | 220kV |  |  |  | 1600-800/1-1-1-1-1A | 1600/1-1-1-1-1A |  |  | 24-Sep-2020 | In-service
Current Transformer (CT) | 400kV Devanahalli Hardware Park | B209-ICT-3 line | B | Siemens |  | 220kV |  |  |  | 1600-800/1-1-1-1-1A | 1600/1-1-1-1-1A |  |  | 24-Sep-2020 | In-service
Current Transformer (CT) | 400kV Devanahalli Hardware Park | B202 Gowribidanur line | R | GE T&D India Limited |  | 220kV |  |  |  | 1600-800/1-1-1-1-1A | 800/1-1-1-1-1A |  | 2019 | 31-Dec-2020 | In-service
Current Transformer (CT) | 400kV Devanahalli Hardware Park | B202 Gowribidanur line | Y | GE T&D India Limited |  | 220kV |  |  |  | 1600-800/1-1-1-1-1A | 800/1-1-1-1-1A |  | 2019 | 31-Dec-2020 | In-service
Current Transformer (CT) | 400kV Devanahalli Hardware Park | B202 Gowribidanur line | B | GE T&D India Limited |  | 220kV |  |  |  | 1600-800/1-1-1-1-1A | 800/1-1-1-1-1A |  | 2019 | 31-Dec-2020 | In-service
Current Transformer (CT) | 400kV Devanahalli Hardware Park | B214 Manyata Tech Park line | R | GE T&D India Limited |  | 220kV |  |  |  | 1600-800/1-1-1-1-1A | 800/1-1-1-1-1A |  | 2019 | 31-Dec-2020 | In-service
Current Transformer (CT) | 400kV Devanahalli Hardware Park | B214 Manyata Tech Park line | Y | GE T&D India Limited |  | 220kV |  |  |  | 1600-800/1-1-1-1-1A | 800/1-1-1-1-1A |  | 2019 | 31-Dec-2020 | In-service
Current Transformer (CT) | 400kV Devanahalli Hardware Park | B214 Manyata Tech Park line | B | GE T&D India Limited |  | 220kV |  |  |  | 1600-800/1-1-1-1-1A | 800/1-1-1-1-1A |  | 2019 | 31-Dec-2020 | In-service
Current Transformer (CT) | 400kV Devanahalli Hardware Park | B215 400kV Hoody line | R | Siemens |  | 220kV |  |  |  | 1600-800/1-1-1-1-1A | 1600/1-1-1-1-1A |  |  | 23-Aug-2024 | In-service
Current Transformer (CT) | 400kV Devanahalli Hardware Park | B215 400kV Hoody line | Y | Siemens |  | 220kV |  |  |  | 1600-800/1-1-1-1-1A | 1600/1-1-1-1-1A |  |  | 22-Aug-2024 | In-service
Current Transformer (CT) | 400kV Devanahalli Hardware Park | B215 400kV Hoody line | B | Siemens |  | 220kV |  |  |  | 1600-800/1-1-1-1-1A | 1600/1-1-1-1-1A |  |  | 22-Aug-2024 | In-service
Current Transformer (CT) | 400kV Devanahalli Hardware Park | Power TR-1 | R | GE T&D India Limited |  | 220kV |  |  |  | 1600-800/1-1-1-1-1A | 1600/1-1-1-1-1A |  | 2018 | 24-Sep-2020 | In-service
Current Transformer (CT) | 400kV Devanahalli Hardware Park | Power TR-1 | Y | GE T&D India Limited |  | 220kV |  |  |  | 1600-800/1-1-1-1-1A | 1600/1-1-1-1-1A |  | 2018 | 24-Sep-2020 | In-service
Current Transformer (CT) | 400kV Devanahalli Hardware Park | Power TR-1 | B | GE T&D India Limited |  | 220kV |  |  |  | 1600-800/1-1-1-1-1A | 1600/1-1-1-1-1A |  | 2018 | 24-Sep-2020 | In-service
Current Transformer (CT) | 400kV Devanahalli Hardware Park | Power TR-2 | R | GE T&D India Limited |  | 220kV |  |  |  | 1600-800/1-1-1-1-1A | 1600/1-1-1-1-1A |  | 2019 | 24-Sep-2020 | In-service
Current Transformer (CT) | 400kV Devanahalli Hardware Park | Power TR-2 | Y | GE T&D India Limited |  | 220kV |  |  |  | 1600-800/1-1-1-1-1A | 1600/1-1-1-1-1A |  | 2019 | 24-Sep-2020 | In-service
Current Transformer (CT) | 400kV Devanahalli Hardware Park | Power TR-2 | B | GE T&D India Limited |  | 220kV |  |  |  | 1600-800/1-1-1-1-1A | 1600/1-1-1-1-1A |  | 2019 | 24-Sep-2020 | In-service
Current Transformer (CT) | 400kV Devanahalli Hardware Park | Power TR-3 | R | Siemens |  | 220kV |  |  |  | 1600-800/1-1-1-1-1A | 1600/1-1-1-1-1A |  | 2019 | 24-Sep-2020 | In-service
Current Transformer (CT) | 400kV Devanahalli Hardware Park | Power TR-3 | Y | Siemens |  | 220kV |  |  |  | 1600-800/1-1-1-1-1A | 1600/1-1-1-1-1A |  | 2019 | 24-Sep-2020 | In-service
Current Transformer (CT) | 400kV Devanahalli Hardware Park | Power TR-3 | B | Siemens |  | 220kV |  |  |  | 1600-800/1-1-1-1-1A | 1600/1-1-1-1-1A |  | 2019 | 24-Sep-2020 | In-service
Current Transformer (CT) | 400kV Devanahalli Hardware Park | Bus Coupler | R | GE T&D India Limited |  | 220kV |  |  |  | 3000-2000/1-1-1-1A | 3000/1-1-1-1A |  | 2019 | 05-Jan-2021 | In-service
Current Transformer (CT) | 400kV Devanahalli Hardware Park | Bus Coupler | Y | GE T&D India Limited |  | 220kV |  |  |  | 3000-2000/1-1-1-1A | 3000/1-1-1-1A |  | 2019 | 05-Jan-2021 | In-service
Current Transformer (CT) | 400kV Devanahalli Hardware Park | Bus Coupler | B | GE T&D India Limited |  | 220kV |  |  |  | 3000-2000/1-1-1-1A | 3000/1-1-1-1A |  | 2019 | 05-Jan-2021 | In-service
Current Transformer (CT) | 400kV Devanahalli Hardware Park | Transfer Bus Coupler | R | GE T&D India Limited |  | 220kV |  |  |  | 3000-2000/1-1-1-1A | 3000/1-1-1-1A |  | 2019 | 05-Jan-2021 | In-service
Current Transformer (CT) | 400kV Devanahalli Hardware Park | Transfer Bus Coupler | Y | GE T&D India Limited |  | 220kV |  |  |  | 3000-2000/1-1-1-1A | 3000/1-1-1-1A |  | 2019 | 05-Jan-2021 | In-service
Current Transformer (CT) | 400kV Devanahalli Hardware Park | Transfer Bus Coupler | B | GE T&D India Limited |  | 220kV |  |  |  | 3000-2000/1-1-1-1A | 3000/1-1-1-1A |  | 2019 | 05-Jan-2021 | In-service
Potential Transformer (PT) | 400kV Devanahalli Hardware Park | Main Bus-1 |  |  |  | 220kV | [5 empty] | 220kV/110V-110V | 2019 | 24-Sep-2020 | In-service
Potential Transformer (PT) | 400kV Devanahalli Hardware Park | Main Bus-2 | R |  |  | 220kV | [5 empty] | 220kV/110V-110V | 2019 | 24-Sep-2020 | In-service
Potential Transformer (PT) | 400kV Devanahalli Hardware Park | Main Bus-2 | Y |  |  | 220kV | [5 empty] | 220kV/110V-110V | 2019 | 24-Sep-2020 | In-service
Potential Transformer (PT) | 400kV Devanahalli Hardware Park | Main Bus-2 | B |  |  | 220kV | [5 empty] | 220kV/110V-110V | 2019 | 24-Sep-2020 | In-service
Potential Transformer (PT) | 400kV Devanahalli Hardware Park | Transfer Bus |  |  |  | 220kV | [5 empty] | 220kV/110V-110V |  | 05-Jan-2021 | In-service
Current Transformer (CT) | 400kV Devanahalli Hardware Park | B404-Nelamangala line | R | Hyosung Corporation, Korea |  | 400kV |  |  |  | 3000-2000-1000/1-1-1-1-1A | 2000/1-1-1-1-1A |  | 2019 | 13-Nov-2020 | In-service
Current Transformer (CT) | 400kV Devanahalli Hardware Park | B404-Nelamangala line | Y | Hyosung Corporation, Korea |  | 400kV |  |  |  | 3000-2000-1000/1-1-1-1-1A | 2000/1-1-1-1-1A |  | 2019 | 13-Nov-2020 | In-service
Current Transformer (CT) | 400kV Devanahalli Hardware Park | B404-Nelamangala line | B | Hyosung Corporation, Korea |  | 400kV |  |  |  | 3000-2000-1000/1-1-1-1-1A | 2000/1-1-1-1-1A |  | 2019 | 13-Nov-2020 | In-service
Current Transformer (CT) | 400kV Devanahalli Hardware Park | B407-PAVAGADA-1 line | R | Hyosung Corporation, Korea |  | 400kV |  |  |  | 3000-2000-1000/1-1-1-1-1A | 2000/1-1-1-1-1A |  | 2019 | 17-Feb-2021 | In-service
Current Transformer (CT) | 400kV Devanahalli Hardware Park | B407-PAVAGADA-1 line | Y | Hyosung Corporation, Korea |  | 400kV |  |  |  | 3000-2000-1000/1-1-1-1-1A | 2000/1-1-1-1-1A |  | 2019 | 17-Feb-2021 | In-service
Current Transformer (CT) | 400kV Devanahalli Hardware Park | B407-PAVAGADA-1 line | B | Hyosung Corporation, Korea |  | 400kV |  |  |  | 3000-2000-1000/1-1-1-1-1A | 2000/1-1-1-1-1A |  | 2019 | 17-Feb-2021 | In-service
Current Transformer (CT) | 400kV Devanahalli Hardware Park | B412R 400kV | [7 empty] | 3000-2000-1000/1-1-1-1-1A | 2000/1-1-1-1-1A |  | 2019 | 17-Nov-2020 | In-service
Current Transformer (CT) | 400kV Devanahalli Hardware Park | B412Y 400kV | [7 empty] | 3000-2000-1000/1-1-1-1-1A | 2000/1-1-1-1-1A |  | 2019 | 17-Nov-2020 | In-service
Current Transformer (CT) | 400kV Devanahalli Hardware Park | B412B 400kV | [7 empty] | 3000-2000-1000/1-1-1-1-1A | 2000/1-1-1-1-1A |  | 2019 | 17-Nov-2020 | In-service
Current Transformer (CT) | 400kV Devanahalli Hardware Park | B415-PAVAGADA-2 line | R | Hyosung Corporation, Korea |  | 400kV |  |  |  | 3000-2000-1000/1-1-1-1-1A | 2000/1-1-1-1-1A |  | 2019 | 17-Feb-2021 | In-service
Current Transformer (CT) | 400kV Devanahalli Hardware Park | B415-PAVAGADA-2 line | Y | Hyosung Corporation, Korea |  | 400kV |  |  |  | 3000-2000-1000/1-1-1-1-1A | 2000/1-1-1-1-1A |  | 2019 | 17-Feb-2021 | In-service
Current Transformer (CT) | 400kV Devanahalli Hardware Park | B415-PAVAGADA-2 line | B | Hyosung Corporation, Korea |  | 400kV |  |  |  | 3000-2000-1000/1-1-1-1-1A | 2000/1-1-1-1-1A |  | 2019 | 17-Feb-2021 | In-service
Current Transformer (CT) | 400kV Devanahalli Hardware Park | B417-400kV Hoody-2 line
Current Transformer (CT) | 400kV Devanahalli Hardware Park | VOLTAGE | R | Hyosung Corporation, Korea |  | 400kV |  |  |  | 3000-2000-1000/1-1-1-1-1A | 2000/1-1-1-1-1A |  | 2019 | 23-Sep-2020 | In-service
Current Transformer (CT) | 400kV Devanahalli Hardware Park | B417-400kV Hoody-2 line | B | Hyosung Corporation, Korea |  | 400kV |  |  |  | 3000-2000-1000/1-1-1-1-1A | 2000/1-1-1-1-1A |  | 2019 | 23-Sep-2020 | In-service
Current Transformer (CT) | 400kV Devanahalli Hardware Park | B418-400kV Hoody-1 line | R | Hyosung Corporation, Korea |  | 400kV |  |  |  | 3000-2000-1000/1-1-1-1-1A | 2000/1-1-1-1-1A |  | 2019 | 23-Sep-2020 | In-service
Current Transformer (CT) | 400kV Devanahalli Hardware Park | B418-400kV Hoody-1 line | Y | Hyosung Corporation, Korea |  | 400kV |  |  |  | 3000-2000-1000/1-1-1-1-1A | 2000/1-1-1-1-1A |  | 2019 | 23-Sep-2020 | In-service
Current Transformer (CT) | 400kV Devanahalli Hardware Park | B418-400kV Hoody-1 line | B | Hyosung Corporation, Korea |  | 400kV |  |  |  | 3000-2000-1000/1-1-1-1-1A | 2000/1-1-1-1-1A |  | 2019 | 23-Sep-2020 | In-service
Current Transformer (CT) | 400kV Devanahalli Hardware Park | B405- Tie-2 line | R | Hyosung Corporation, Korea |  | 400kV |  |  |  | 3000-2000-1000/1-1-1-1-1A | 2000/1-1-1-1-1A |  | 2019 | 13-Nov-2020 | In-service
Current Transformer (CT) | 400kV Devanahalli Hardware Park | B405- Tie-2 line | R | Hyosung Corporation, Korea |  | 400kV |  |  |  | 2000-1000-500/1-1-1-1-1A | 2000/1-1-1-1-1A |  | 2019 | 13-Nov-2020 | In-service
Current Transformer (CT) | 400kV Devanahalli Hardware Park | B405- Tie-2 line | Y | Hyosung Corporation, Korea |  | 400kV |  |  |  | 2000-1000-500/1-1-1-1-1A | 2000/1-1-1-1-1A |  | 2019 | 13-Nov-2020 | In-service
Current Transformer (CT) | 400kV Devanahalli Hardware Park | B405- Tie-2 line | Y | Hyosung Corporation, Korea |  | 400kV |  |  |  | 3000-2000-1000/1-1-1-1-1A | 2000/1-1-1-1-1A |  | 2019 | 13-Nov-2020 | In-service
Current Transformer (CT) | 400kV Devanahalli Hardware Park | B405- Tie-2 line | B | Hyosung Corporation, Korea |  | 400kV |  |  |  | 3000-2000-1000/1-1-1-1-1A | 2000/1-1-1-1-1A |  | 2019 | 13-Nov-2020 | In-service
Current Transformer (CT) | 400kV Devanahalli Hardware Park | B405- Tie-2 line | B | Hyosung Corporation, Korea |  | 400kV |  |  |  | 2000-1000-500/1-1-1-1-1A | 2000/1-1-1-1-1A |  | 2019 | 13-Nov-2020 | In-service
Current Transformer (CT) | 400kV Devanahalli Hardware Park | B408- Tie-3 line | R | Hyosung Corporation, Korea |  | 400kV |  |  |  | 2000-1000-500/1-1-1-1-1A | 2000/1-1-1-1-1A |  | 2019 | 17-Mar-2021 | In-service
Current Transformer (CT) | 400kV Devanahalli Hardware Park | B408- Tie-3 line | R | Hyosung Corporation, Korea |  | 400kV |  |  |  | 3000-2000-1000/1-1-1-1-1A | 2000/1-1-1-1-1A |  | 2019 | 17-Mar-2021 | In-service
Current Transformer (CT) | 400kV Devanahalli Hardware Park | B408- Tie-3 line | Y | Hyosung Corporation, Korea |  | 400kV |  |  |  | 2000-1000-500/1-1-1-1-1A | 2000/1-1-1-1-1A |  | 2019 | 17-Mar-2021 | In-service
Current Transformer (CT) | 400kV Devanahalli Hardware Park | B408- Tie-3 line | Y | Hyosung Corporation, Korea |  | 400kV |  |  |  | 3000-2000-1000/1-1-1-1-1A | 2000/1-1-1-1-1A |  | 2019 | 17-Mar-2021 | In-service
Current Transformer (CT) | 400kV Devanahalli Hardware Park | B408- Tie-3 line | B | Hyosung Corporation, Korea |  | 400kV |  |  |  | 2000-1000-500/1-1-1-1-1A | 2000/1-1-1-1-1A |  | 2019 | 17-Mar-2021 | In-service
Current Transformer (CT) | 400kV Devanahalli Hardware Park | B408- Tie-3 line | B | Hyosung Corporation, Korea |  | 400kV |  |  |  | 3000-2000-1000/1-1-1-1-1A | 2000/1-1-1-1-1A |  | 2019 | 17-Mar-2021 | In-service
Current Transformer (CT) | 400kV Devanahalli Hardware Park | B413- Tie-4 line | R | Hyosung Corporation, Korea |  | 400kV |  |  |  | 3000-2000-1000/1-1-1-1-1A | 2000/1-1-1-1-1A |  | 2019 | 17-Nov-2020 | In-service
Current Transformer (CT) | 400kV Devanahalli Hardware Park | B413- Tie-4 line | R | Hyosung Corporation, Korea |  | 400kV |  |  |  | 2000-1000-500/1-1-1-1-1A | 2000/1-1-1-1-1A |  | 2019 | 17-Nov-2020 | In-service
Current Transformer (CT) | 400kV Devanahalli Hardware Park | B413- Tie-4 line | Y | Hyosung Corporation, Korea |  | 400kV |  |  |  | 2000-1000-500/1-1-1-1-1A | 2000/1-1-1-1-1A |  | 2019 | 17-Nov-2020 | In-service
Current Transformer (CT) | 400kV Devanahalli Hardware Park | B413- Tie-4 line | Y | Hyosung Corporation, Korea |  | 400kV |  |  |  | 3000-2000-1000/1-1-1-1-1A | 2000/1-1-1-1-1A |  | 2019 | 17-Nov-2020 | In-service
Current Transformer (CT) | 400kV Devanahalli Hardware Park | B413- Tie-4 line | B | Hyosung Corporation, Korea |  | 400kV |  |  |  | 3000-2000-1000/1-1-1-1-1A | 2000/1-1-1-1-1A |  | 2019 | 17-Nov-2020 | In-service
Current Transformer (CT) | 400kV Devanahalli Hardware Park | B413- Tie-4 line | B | Hyosung Corporation, Korea |  | 400kV |  |  |  | 2000-1000-500/1-1-1-1-1A | 2000/1-1-1-1-1A |  | 2019 | 17-Nov-2020 | In-service
Current Transformer (CT) | 400kV Devanahalli Hardware Park | B416- Tie-5 line | R | Hyosung Corporation, Korea |  | 400kV |  |  |  | 3000-2000-1000/1-1-1-1-1A | 2000/1-1-1-1-1A |  | 2019 | 17-Feb-2021 | In-service
Current Transformer (CT) | 400kV Devanahalli Hardware Park | B416- Tie-5 line | R | Hyosung Corporation, Korea |  | 400kV |  |  |  | 3000-2000-1000/1-1-1-1-1A | 2000/1-1-1-1-1A |  | 2019 | 17-Feb-2021 | In-service
Current Transformer (CT) | 400kV Devanahalli Hardware Park | B416- Tie-5 line | Y | Hyosung Corporation, Korea |  | 400kV |  |  |  | 3000-2000-1000/1-1-1-1-1A | 2000/1-1-1-1-1A |  | 2019 | 17-Feb-2021 | In-service
Current Transformer (CT) | 400kV Devanahalli Hardware Park | B416- Tie-5 line | Y | Hyosung Corporation, Korea |  | 400kV |  |  |  | 3000-2000-1000/1-1-1-1-1A | 2000/1-1-1-1-1A |  | 2019 | 17-Feb-2021 | In-service
Current Transformer (CT) | 400kV Devanahalli Hardware Park | B416- Tie-5 line | B | Hyosung Corporation, Korea |  | 400kV |  |  |  | 3000-2000-1000/1-1-1-1-1A | 2000/1-1-1-1-1A |  | 2019 | 17-Feb-2021 | In-service
Current Transformer (CT) | 400kV Devanahalli Hardware Park | B416- Tie-5 line | B | Hyosung Corporation, Korea |  | 400kV |  |  |  | 3000-2000-1000/1-1-1-1-1A | 2000/1-1-1-1-1A |  | 2019 | 17-Feb-2021 | In-service
Current Transformer (CT) | 400kV Devanahalli Hardware Park | B419- Tie-6 line | R | Hyosung Corporation, Korea |  | 400kV |  |  |  | 2000-1000-500/1-1-1-1-1A | 2000/1-1-1-1-1A |  | 2019 | 13-Nov-2020 | In-service
Current Transformer (CT) | 400kV Devanahalli Hardware Park | B419- Tie-6 line | R | Hyosung Corporation, Korea |  | 400kV |  |  |  | 3000-2000-1000/1-1-1-1-1A | 2000/1-1-1-1-1A |  | 2019 | 13-Nov-2020 | In-service
Current Transformer (CT) | 400kV Devanahalli Hardware Park | B419- Tie-6 line | Y | Hyosung Corporation, Korea |  | 400kV |  |  |  | 3000-2000-1000/1-1-1-1-1A | 2000/1-1-1-1-1A |  | 2019 | 13-Nov-2020 | In-service
Current Transformer (CT) | 400kV Devanahalli Hardware Park | B419- Tie-6 line | Y | Hyosung Corporation, Korea |  | 400kV |  |  |  | 2000-1000-500/1-1-1-1-1A | 2000/1-1-1-1-1A |  | 2019 | 13-Nov-2020 | In-service
Current Transformer (CT) | 400kV Devanahalli Hardware Park | B419- Tie-6 line | B | Hyosung Corporation, Korea |  | 400kV |  |  |  | 2000-1000-500/1-1-1-1-1A | 2000/1-1-1-1-1A |  | 2019 | 13-Nov-2020 | In-service
Current Transformer (CT) | 400kV Devanahalli Hardware Park | B419- Tie-6 line | B | Hyosung Corporation, Korea |  | 400kV |  |  |  | 3000-2000-1000/1-1-1-1-1A | 2000/1-1-1-1-1A |  | 2019 | 13-Nov-2020 | In-service
Current Transformer (CT) | 400kV Devanahalli Hardware Park | Power TR-1 | R | Hyosung Corporation, Korea |  | 400kV |  |  |  | 2000-1000-500/1-1-1-1-1A | 2000/1-1-1-1-1A |  | 2019 | 24-Sep-2020 | In-service
Current Transformer (CT) | 400kV Devanahalli Hardware Park | Power TR-1 | Y | Hyosung Corporation, Korea |  | 400kV |  |  |  | 2000-1000-500/1-1-1-1-1A | 2000/1-1-1-1-1A |  | 2019 | 24-Sep-2020 | In-service
Current Transformer (CT) | 400kV Devanahalli Hardware Park | Power TR-1 | B | Hyosung Corporation, Korea |  | 400kV |  |  |  | 2000-1000-500/1-1-1-1-1A | 2000/1-1-1-1-1A |  | 2019 | 24-Sep-2020 | In-service
Current Transformer (CT) | 400kV Devanahalli Hardware Park | Power TR-2 | R | Hyosung Corporation, Korea |  | 400kV |  |  |  | 2000-1000-500/1-1-1-1-1A | 2000/1-1-1-1-1A |  | 2019 | 23-Sep-2020 | In-service
Current Transformer (CT) | 400kV Devanahalli Hardware Park | Power TR-2 | Y | Hyosung Corporation, Korea |  | 400kV |  |  |  | 2000-1000-500/1-1-1-1-1A | 2000/1-1-1-1-1A |  | 2019 | 23-Sep-2020 | In-service
Current Transformer (CT) | 400kV Devanahalli Hardware Park | Power TR-2 | B | Hyosung Corporation, Korea |  | 400kV |  |  |  | 2000-1000-500/1-1-1-1-1A | 2000/1-1-1-1-1A |  | 2019 | 23-Sep-2020 | In-service
Current Transformer (CT) | 400kV Devanahalli Hardware Park | Power TR-3 | R | Hyosung Corporation, Korea |  | 400kV |  |  |  | 2000-1000-500/1-1-1-1-1A | 2000/1-1-1-1-1A |  | 2019 | 24-Sep-2020 | In-service
Current Transformer (CT) | 400kV Devanahalli Hardware Park | Power TR-3 | Y | Hyosung Corporation, Korea |  | 400kV |  |  |  | 2000-1000-500/1-1-1-1-1A | 2000/1-1-1-1-1A |  | 2019 | 24-Sep-2020 | In-service
Current Transformer (CT) | 400kV Devanahalli Hardware Park | Power TR-3 | B | Hyosung Corporation, Korea |  | 400kV |  |  |  | 2000-1000-500/1-1-1-1-1A | 2000/1-1-1-1-1A |  | 2019 | 24-Sep-2020 | In-service
Current Transformer (CT) | 400kV Devanahalli Hardware Park | B406-125MVAr Bus Reactor | R | Hyosung Corporation, Korea |  | 400kV |  |  |  | 2000-1000-500/1-1-1-1-1A | 2000/1-1-1-1-1A |  | 2019 | 24-Sep-2020 | In-service
Current Transformer (CT) | 400kV Devanahalli Hardware Park | B406-125MVAr Bus Reactor | Y | Hyosung Corporation, Korea |  | 400kV |  |  |  | 2000-1000-500/1-1-1-1-1A | 2000/1-1-1-1-1A |  | 2019 | 24-Sep-2020 | In-service
Current Transformer (CT) | 400kV Devanahalli Hardware Park | B406-125MVAr Bus Reactor | B | Hyosung Corporation, Korea |  | 400kV |  |  |  | 2000-1000-500/1-1-1-1-1A | 2000/1-1-1-1-1A |  | 2019 | 24-Sep-2020 | In-service
Potential Transformer (PT) | 400kV Devanahalli Hardware Park | Main Bus-1 | R |  |  | 400kV | [5 empty] | 400kV/110V-110V-110V | 2020 | 23-Sep-2020 | In-service
Potential Transformer (PT) | 400kV Devanahalli Hardware Park | Main Bus-1 | Y |  |  | 400kV | [5 empty] | 400kV/110V-110V-110V | 2020 | 23-Sep-2020 | In-service
Potential Transformer (PT) | 400kV Devanahalli Hardware Park | Main Bus-1 | B |  |  | 400kV | [5 empty] | 400kV/110V-110V-110V | 2020 | 23-Sep-2020 | In-service
Potential Transformer (PT) | 400kV Devanahalli Hardware Park | Main Bus-2 | R |  |  | 400kV | [5 empty] | 400kV/110V-110V-110V | 2020 | 23-Sep-2020 | In-service
Potential Transformer (PT) | 400kV Devanahalli Hardware Park | Main Bus-2 | Y |  |  | 400kV | [5 empty] | 400kV/110V-110V-110V | 2020 | 23-Sep-2020 | In-service
Potential Transformer (PT) | 400kV Devanahalli Hardware Park | Main Bus-2 | B |  |  | 400kV | [5 empty] | 400kV/110V-110V-110V | 2020 | 23-Sep-2020 | In-service
Power Transformer | 400kV Devanahalli Hardware Park | Power TR-1 |  | ABB | 500.0 | 400/220kV | 14081-01 | [6 empty] | 24-Sep-2020 | In-service
Power Transformer | 400kV Devanahalli Hardware Park | Power TR-2 |  | ABB | 500.0 | 400/220kV | 14081-02 | [6 empty] | 24-Sep-2020 | In-service
Power Transformer | 400kV Devanahalli Hardware Park | Power TR-3 |  | ABB | 500.0 | 400/220/33kV | 14104-1 | YNa0d11 | 15.4 |  |  |  | 2022 | 31-Mar-2023 | In-service
Current Transformer (CT) | 400kV Hoody | 400kV Hoody-HAL line-1 line | R | CGL |  | 220kV |  |  |  | 1600-800/1-1-1-1-1A | 800/1-1-1-1-1A |  | 1993 | 13-Jul-1995 | In-service
Current Transformer (CT) | 400kV Hoody | 400kV Hoody-HAL line-1 line | Y | CGL |  | 220kV |  |  |  | 1600-800/1-1-1-1-1A | 800/1-1-1-1-1A |  | 1993 | 13-Jul-1995 | In-service
Current Transformer (CT) | 400kV Hoody | 400kV Hoody-HAL line-1 line | B | CGL |  | 220kV |  |  |  | 1600-800/1-1-1-1-1A | 800/1-1-1-1-1A |  | 1993 | 13-Jul-1995 | In-service
Current Transformer (CT) | 400kV Hoody | 400kV Hoody-HAL line-2 line | R | CGL |  | 220kV |  |  |  | 1600-800/1-1-1-1-1A | 800/1-1-1-1-1A |  | 1993 | 25-Jul-1995 | In-service
Current Transformer (CT) | 400kV Hoody | 400kV Hoody-HAL line-2 line | Y | CGL |  | 220kV |  |  |  | 1600-800/1-1-1-1-1A | 800/1-1-1-1-1A |  | 1993 | 25-Jul-1995 | In-service
Current Transformer (CT) | 400kV Hoody | 400kV Hoody-HAL line-2 line | B | CGL |  | 220kV |  |  |  | 1600-800/1-1-1-1-1A | 800/1-1-1-1-1A |  | 1993 | 25-Jul-1995 | In-service
Current Transformer (CT) | 400kV Hoody | 400kV Hoody-Shobha Dreams line | R | Transformers & Electricals Kerala Ltd (TELK) |  | 220kV |  |  |  | 1600-800/1-1-1-1-1A | 800/1-1-1-1-1A |  | 2006 | 31-Aug-2008 | In-service
Current Transformer (CT) | 400kV Hoody | 400kV Hoody-Shobha Dreams line | Y | Transformers & Electricals Kerala Ltd (TELK) |  | 220kV |  |  |  | 1600-800/1-1-1-1-1A | 800/1-1-1-1-1A |  | 2006 | 31-Aug-2008 | In-service
Current Transformer (CT) | 400kV Hoody | 400kV Hoody-Shobha Dreams line | B | Transformers & Electricals Kerala Ltd (TELK) |  | 220kV |  |  |  | 1600-800/1-1-1-1-1A | 800/1-1-1-1-1A |  | 2006 | 31-Aug-2008 | In-service
Current Transformer (CT) | 400kV Hoody | 400kV Hoody-EPIP line | R | Transformers & Electricals Kerala Ltd (TELK) |  | 220kV |  |  |  | 1600-800/1-1-1-1-1A | 800/1-1-1-1-1A |  | 2006 | 14-Dec-2008 | In-service
Current Transformer (CT) | 400kV Hoody | 400kV Hoody-EPIP line | Y | Transformers & Electricals Kerala Ltd (TELK) |  | 220kV |  |  |  | 1600-800/1-1-1-1-1A | 800/1-1-1-1-1A |  | 2006 | 14-Dec-2008 | In-service
Current Transformer (CT) | 400kV Hoody | 400kV Hoody-EPIP line | B | Transformers & Electricals Kerala Ltd (TELK) |  | 220kV |  |  |  | 1600-800/1-1-1-1-1A | 800/1-1-1-1-1A |  | 2006 | 14-Dec-2008 | In-service
Current Transformer (CT) | 400kV Hoody | ITPL UG Cable line | R | Mehru Electrical & Mechanical Engg. |  | 220kV |  |  |  | 800-600-400-300/1-1-1-1-1A | 800/1-1-1-1-1A |  | 2017 | 30-Oct-2017 | In-service
Current Transformer (CT) | 400kV Hoody | ITPL UG Cable line | Y | Mehru Electrical & Mechanical Engg. Ltd |  | 220kV |  |  |  | 800-600-400-300/1-1-1-1-1A | 800/1-1-1-1-1A |  | 2017 | 30-Oct-2017 | In-service
Current Transformer (CT) | 400kV Hoody | ITPL UG Cable line | B | Mehru Electrical & Mechanical Engg. Ltd |  | 220kV |  |  |  | 800-600-400-300/1-1-1-1-1A | 800/1-1-1-1-1A |  | 2017 | 30-Oct-2017 | In-service
Current Transformer (CT) | 400kV Hoody | Power TR-1 | R | CGL |  | 220kV |  |  |  | 1600-1400/1-1-1-1-1A | 1400/1-1-1-1-1A |  | 1993 | 31-Mar-1995 | In-service
Current Transformer (CT) | 400kV Hoody | Power TR-1 | Y | CGL |  | 220kV |  |  |  | 1600-1400/1-1-1-1-1A | 1400/1-1-1-1-1A |  | 1993 | 31-Mar-1995 | In-service
Current Transformer (CT) | 400kV Hoody | Power TR-1 | B | CGL |  | 220kV |  |  |  | 1600-1400/1-1-1-1-1A | 1400/1-1-1-1-1A |  | 1993 | 31-Mar-1995 | In-service
Current Transformer (CT) | 400kV Hoody | Power TR-2 | R | ABB |  | 220kV |  |  |  | 1600-1400/1-1-1-1-1A | 1400/1-1-1-1-1A |  |  | 13-Feb-2004 | In-service
Current Transformer (CT) | 400kV Hoody | Power TR-2 | Y | ABB |  | 220kV |  |  |  | 1600-1400/1-1-1-1-1A | 1400/1-1-1-1-1A |  |  | 13-Feb-2004 | In-service
Current Transformer (CT) | 400kV Hoody | Power TR-2 | B | ABB |  | 220kV |  |  |  | 1600-1400/1-1-1-1-1A | 1400/1-1-1-1-1A |  |  | 13-Feb-2004 | In-service
Current Transformer (CT) | 400kV Hoody | Power TR-3 | R | AREVA |  | 220kV |  |  |  | 1600-800/1-1-1-1-1A | 1600/1-1-1-1-1A |  |  | 16-Oct-2014 | In-service
Current Transformer (CT) | 400kV Hoody | Power TR-3 | Y | AREVA |  | 220kV |  |  |  | 1600-800/1-1-1-1-1A | 1600/1-1-1-1-1A |  |  | 16-Oct-2014 | In-service
Current Transformer (CT) | 400kV Hoody | Power TR-3 | B | AREVA |  | 220kV |  |  |  | 1600-800/1-1-1-1-1A | 1600/1-1-1-1-1A |  |  | 16-Oct-2014 | In-service
Current Transformer (CT) | 400kV Hoody | Bus Coupler | R | AREVA |  | 220kV |  |  |  | 1600-800/1-1-1-1-1A | 1600/1-1-1-1-1A |  |  | 21-Nov-2015 | In-service
Current Transformer (CT) | 400kV Hoody | Bus Coupler | Y | AREVA |  | 220kV |  |  |  | 1600-800/1-1-1-1-1A | 1600/1-1-1-1-1A |  |  | 21-Nov-2015 | In-service
Current Transformer (CT) | 400kV Hoody | Bus Coupler | B | AREVA |  | 220kV |  |  |  | 1600-800/1-1-1-1-1A | 1600/1-1-1-1-1A |  |  | 21-Nov-2015 | In-service
Potential Transformer (PT) | 400kV Hoody | Main Bus-1 | R |  |  | 220kV | [5 empty] | 220kV/110V-110V | 2000 | 25-Mar-2017 | In-service
Potential Transformer (PT) | 400kV Hoody | Main Bus-1 | Y |  |  | 220kV | [5 empty] | 220kV/110V-110V | 2000 | 25-Mar-2017 | In-service
Potential Transformer (PT) | 400kV Hoody | Main Bus-1 | B |  |  | 220kV | [5 empty] | 220kV/110V-110V | 2000 | 25-Mar-2017 | In-service
Potential Transformer (PT) | 400kV Hoody | Main Bus-2 | R |  |  | 220kV | [5 empty] | 220kV/110V-110V | 2008 | 21-Nov-2015 | In-service
Potential Transformer (PT) | 400kV Hoody | Main Bus-2 | Y |  |  | 220kV | [5 empty] | 220kV/110V-110V | 2008 | 21-Nov-2015 | In-service
Potential Transformer (PT) | 400kV Hoody | Main Bus-2 | B |  |  | 220kV | [5 empty] | 220kV/110V-110V | 2008 | 21-Nov-2015 | In-service
Potential Transformer (PT) | 400kV Hoody | Bus Coupler | R |  |  | 220kV | [5 empty] | 220kV/110V-110V | 2008 | 21-Nov-2015 | In-service
Potential Transformer (PT) | 400kV Hoody | Bus Coupler | R |  |  | 220kV | [5 empty] | 220kV/110V-110V | 2000 | 25-Mar-2017 | In-service
Potential Transformer (PT) | 400kV Hoody | Bus Coupler | Y |  |  | 220kV | [5 empty] | 220kV/110V-110V | 2008 | 21-Nov-2015 | In-service
Potential Transformer (PT) | 400kV Hoody | Bus Coupler | Y |  |  | 220kV | [5 empty] | 220kV/110V-110V | 2000 | 25-Mar-2017 | In-service
Potential Transformer (PT) | 400kV Hoody | Bus Coupler | B |  |  | 220kV | [5 empty] | 220kV/110V-110V | 2008 | 21-Nov-2015 | In-service
Potential Transformer (PT) | 400kV Hoody | Bus Coupler | B |  |  | 220kV | [5 empty] | 220kV/110V-110V | 2000 | 25-Mar-2017 | In-service
Current Transformer (CT) | 400kV Hoody | 400kV Hoody-Devanahalli line1 line | R | WS Industries Pvt Ltd |  | 400kV |  |  |  | 3000-2000-1000/1-1-1-1-1A | 1000/1-1-1-1-1A |  | 1994 | 31-Mar-1995 | In-service
Current Transformer (CT) | 400kV Hoody | 400kV Hoody-Devanahalli line1 line | Y | WS Industries Pvt Ltd |  | 400kV |  |  |  | 3000-2000-1000/1-1-1-1-1A | 1000/1-1-1-1-1A |  | 1994 | 31-Mar-1995 | In-service
Current Transformer (CT) | 400kV Hoody | 400kV Hoody-Devanahalli line1 line | B | WS Industries Pvt Ltd |  | 400kV |  |  |  | 3000-2000-1000/1-1-1-1-1A | 1000/1-1-1-1-1A |  | 1994 | 31-Mar-1995 | In-service
Current Transformer (CT) | 400kV Hoody | 400kV Hoody-Devanahalli line2 line | R | WS Industries Pvt Ltd |  | 400kV |  |  |  | 3000-2000-1000/1-1-1-1-1A | 1000/1-1-1-1-1A |  | 1994 | 19-May-1995 | In-service
Current Transformer (CT) | 400kV Hoody | 400kV Hoody-Devanahalli line2 line | Y | WS Industries Pvt Ltd |  | 400kV |  |  |  | 3000-2000-1000/1-1-1-1-1A | 1000/1-1-1-1-1A |  | 1994 | 19-May-1995 | In-service
Current Transformer (CT) | 400kV Hoody | 400kV Hoody-Devanahalli line2 line | B | WS Industries Pvt Ltd |  | 400kV |  |  |  | 3000-2000-1000/1-1-1-1-1A | 1000/1-1-1-1-1A |  | 1994 | 19-May-1995 | In-service
Current Transformer (CT) | 400kV Hoody | 400kV Hoody-220kV Kolar-1 line | R | CGL |  | 400kV |  |  |  | 3000-2000-1000/1-1-1-1-1A | 1000/1-1-1-1-1A |  | 2002 | 16-Oct-2002 | In-service
Current Transformer (CT) | 400kV Hoody | 400kV Hoody-220kV Kolar-1 line | Y | CGL |  | 400kV |  |  |  | 3000-2000-1000/1-1-1-1-1A | 1000/1-1-1-1-1A |  | 2002 | 16-Oct-2002 | In-service
Current Transformer (CT) | 400kV Hoody | 400kV Hoody-220kV Kolar-1 line | B | CGL |  | 400kV |  |  |  | 3000-2000-1000/1-1-1-1-1A | 1000/1-1-1-1-1A |  | 2002 | 16-Oct-2002 | In-service
Current Transformer (CT) | 400kV Hoody | 400kV Hoody-220kV Kolar-2 line | R | CGL |  | 400kV |  |  |  | 3000-2000-1000/1-1-1-1-1A | 1000/1-1-1-1-1A |  | 2002 | 16-Oct-2002 | In-service
Current Transformer (CT) | 400kV Hoody | 400kV Hoody-220kV Kolar-2 line | Y | CGL |  | 400kV |  |  |  | 3000-2000-1000/1-1-1-1-1A | 1000/1-1-1-1-1A |  | 2002 | 16-Oct-2002 | In-service
Current Transformer (CT) | 400kV Hoody | 400kV Hoody-220kV Kolar-2 line | B | CGL |  | 400kV |  |  |  | 3000-2000-1000/1-1-1-1-1A | 1000/1-1-1-1-1A |  | 2002 | 16-Oct-2002 | In-service
Current Transformer (CT) | 400kV Hoody | Power TR-1 | R | WS Industries Pvt Ltd |  | 400kV |  |  |  | 3000-800/1-1-1-1-1A | 800/1-1-1-1-1A |  | 1994 | 31-Mar-1995 | In-service
Current Transformer (CT) | 400kV Hoody | Power TR-1 | Y | WS Industries Pvt Ltd |  | 400kV |  |  |  | 3000-800/1-1-1-1-1A | 800/1-1-1-1-1A |  | 1994 | 31-Mar-1995 | In-service
Current Transformer (CT) | 400kV Hoody | Power TR-1 | B | WS Industries Pvt Ltd |  | 400kV |  |  |  | 3000-800/1-1-1-1-1A | 800/1-1-1-1-1A |  | 1994 | 31-Mar-1995 | In-service
Current Transformer (CT) | 400kV Hoody | Power TR-2 | R | Alstom |  | 400kV |  |  |  | 3000-800/1-1-1-1-1A | 800/1-1-1-1-1A |  |  | 13-Feb-2004 | In-service
Current Transformer (CT) | 400kV Hoody | Power TR-2 | Y | Alstom |  | 400kV |  |  |  | 3000-800/1-1-1-1-1A | 800/1-1-1-1-1A |  |  | 13-Feb-2004 | In-service
Current Transformer (CT) | 400kV Hoody | Power TR-2 | B | Alstom |  | 400kV |  |  |  | 3000-800/1-1-1-1-1A | 800/1-1-1-1-1A |  |  | 13-Feb-2004 | In-service
Current Transformer (CT) | 400kV Hoody | Power TR-3 | R | AREVA |  | 400kV |  |  |  | 3000-2000-500/1-1-1-1-1A | 2000/1-1-1-1-1A |  |  | 24-Jan-2015 | In-service
Current Transformer (CT) | 400kV Hoody | Power TR-3 | Y | AREVA |  | 400kV |  |  |  | 3000-2000-500/1-1-1-1-1A | 2000/1-1-1-1-1A |  |  | 24-Jan-2015 | In-service
Current Transformer (CT) | 400kV Hoody | Power TR-3 | B | AREVA |  | 400kV |  |  |  | 3000-2000-500/1-1-1-1-1A | 2000/1-1-1-1-1A |  |  | 24-Jan-2015 | In-service
Current Transformer (CT) | 400kV Hoody | BUS REACTOR line | R | BHEL |  | 400kV |  |  |  | 3000-2000-1000-500/1-1-1-11A | 500/1-1-1-1-1A |  | 2011 | 23-Aug-2021 | In-service
Current Transformer (CT) | 400kV Hoody | BUS REACTOR line | Y | BHEL |  | 400kV |  |  |  | 3000-2000-1000-500/1-1-1-11A | 500/1-1-1-1-1A |  | 2011 | 23-Aug-2021 | In-service
Current Transformer (CT) | 400kV Hoody | BUS REACTOR line | B | BHEL |  | 400kV |  |  |  | 3000-2000-1000-500/1-1-1-11A | 500/1-1-1-1-1A |  | 2011 | 23-Aug-2021 | In-service
Current Transformer (CT) | 400kV Hoody | Bus Coupler | R | WS Industries Pvt Ltd |  | 400kV |  |  |  | 3000-2000-1000/1-1-1-1-1A | 1000/1-1-1-1-1A |  | 1994 | 29-Apr-1996 | In-service
Current Transformer (CT) | 400kV Hoody | Bus Coupler | R | WS Industries Pvt Ltd |  | 400kV |  |  |  | 3000-2000-1000/1-1-1-1-1A | 1000/1-1-1-1-1A |  | 1994 | 29-Apr-1996 | In-service
Current Transformer (CT) | 400kV Hoody | Bus Coupler | Y | WS Industries Pvt Ltd |  | 400kV |  |  |  | 3000-2000-1000/1-1-1-1-1A | 1000/1-1-1-1-1A |  | 1994 | 29-Apr-1996 | In-service
Current Transformer (CT) | 400kV Hoody | Bus Coupler | Y | WS Industries Pvt Ltd |  | 400kV |  |  |  | 3000-2000-1000/1-1-1-1-1A | 1000/1-1-1-1-1A |  | 1994 | 29-Apr-1996 | In-service
Current Transformer (CT) | 400kV Hoody | Bus Coupler | B | WS Industries Pvt Ltd |  | 400kV |  |  |  | 3000-2000-1000/1-1-1-1-1A | 1000/1-1-1-1-1A |  | 1994 | 29-Apr-1996 | In-service
Current Transformer (CT) | 400kV Hoody | Bus Coupler | B | WS Industries Pvt Ltd |  | 400kV |  |  |  | 3000-2000-1000/1-1-1-1-1A | 1000/1-1-1-1-1A |  | 1994 | 29-Apr-1996 | In-service
Power Transformer | 400kV Hoody | Power TR-1 ( R-Phase ) |  | CGL | 167.0 | 400/220/33kV | T8386/4 | YNa0d11 | 13.7 |  |  |  | 1993 | 31-Mar-1995 | In-service
Power Transformer | 400kV Hoody | Power TR-1 ( Y-Phase ) |  | CGL | 167.0 | 400/220/33kV | T8386/1 | YNa0d11 | 13.7 |  |  |  | 1993 | 31-Mar-1995 | In-service
Power Transformer | 400kV Hoody | Power TR-1 ( B-Phase ) |  | CGL | 167.0 | 400/220/33kV | T9149/1 | YNa0d11 | 13.7 |  |  |  | 2005 | 15-May-2006 | In-service
Power Transformer | 400kV Hoody | Power TR-1 ( Spare ) |  | CGL | 167.0 | 400/220/33kV | T8386/3 | YNa0d11 | 13.7 |  |  |  | 1993 | 27-Feb-1996 | In-service
Power Transformer | 400kV Hoody | Power TR-2 ( R-Phase ) |  | Alstom | 167.0 | 400/220/33kV | B-31107 | YNa0d11 | 13.7 |  |  |  | 2017 | 14-Apr-2018 | In-service
Power Transformer | 400kV Hoody | Power TR-2 ( Y-Phase ) |  | CGL | 167.0 | 400/220/33kV | T8907/2 | YNa0d11 | 13.7 |  |  |  | 2003 | 13-Feb-2004 | In-service
Power Transformer | 400kV Hoody | Power TR-2 ( B-Phase ) |  | Alstom | 167.0 | 400/220/33kV | B-31038 | YNa0d11 | 13.5 |  |  |  | 2016 | 08-Oct-2016 | In-service
Power Transformer | 400kV Hoody | Power TR-3 ( R-Phase ) |  | Alstom | 167.0 | 400/220/33kV | B-30636 | YNa0d11 | 13.6 |  |  |  | 2012 | 24-Jan-2015 | In-service
Power Transformer | 400kV Hoody | Power TR-3 ( Y-Phase ) |  | Alstom | 167.0 | 400/220/33kV | B-30635 | YNa0d11 | 13.6 |  |  |  | 2012 | 24-Jan-2015 | In-service
Power Transformer | 400kV Hoody | Power TR-3 ( B-Phase ) |  | Alstom | 167.0 | 400/220/33kV | B-30634 | YNa0d11 | 13.6 |  |  |  | 2012 | 24-Jan-2015 | In-service
Power Transformer | 400kV Hoody | Power TR-3 ( Spare ) |  | Alstom | 167.0 | 400/220/33kV | B-30637 | YNa0d11 | 13.6 |  |  |  | 2012 | 27-Jan-2015 | In-service