## Departments
zone | circle | division | substation
Bengaluru Zone | Bengaluru Transmission Circle | RT North Division | 220kV BIAL Begur
Bengaluru Zone | Bengaluru Transmission Circle | RT East Division | 220kV EDC
Bengaluru Zone | Bengaluru Transmission Circle | RT East Division | 220kV Jigani
Bengaluru Zone | Bengaluru Transmission Circle | RT South Division | 220kV Kanakapura
Bengaluru Zone | Kolar Transmission Circle | Kolar Division | 220kV Kolar
Bengaluru Zone | Kolar Transmission Circle | Kolar Division | 220kV Malur
Bengaluru Zone | Bengaluru Transmission Circle | RT North Division | 220kV Manyatha Tech Park
Bengaluru Zone | Bengaluru Transmission Circle | RT South Division | 220kV NRS Rajajinagar
Bengaluru Zone | Bengaluru Transmission Circle | RT East Division | 220kV Sarjapura
Bengaluru Zone | Bengaluru Transmission Circle | RT East Division | 400kV DHP
Bengaluru Zone | Bengaluru Transmission Circle | RT East Division | 400kV Hoody

## Equipment
substation | equipment_type | voltage_class | bay_name | phase | manufacturer | yom | doc | factory_serial_number | ct_ratio_actual | ct_ratio_current | pt_ratio | capacity_mva | vector_group | impedance_pct | status
220kV BIAL Begur | Current Transformer (CT) | 220kV | Hoody-Begur line | R | AREVA | 2006 | 25-Nov-2006 |  | 800-600-400-300/1-1-1-1-1A | 800/1-1-1-1-1A |  |  |  |  | In-service
220kV BIAL Begur | Current Transformer (CT) | 220kV | Hoody-Begur line | Y | AREVA | 2006 | 25-Nov-2006 |  | 800-600-400-300/1-1-1-1-1A | 800/1-1-1-1-1A |  |  |  |  | In-service
220kV BIAL Begur | Current Transformer (CT) | 220kV | Hoody-Begur line | B | AREVA | 2006 | 25-Nov-2006 |  | 800-600-400-300/1-1-1-1-1A | 800/1-1-1-1-1A |  |  |  |  | In-service
220kV BIAL Begur | Current Transformer (CT) | 220kV | Doddaballapura-Begur line | R | AREVA | 2006 | 25-Nov-2006 |  | 800-600-400-300/1-1-1-1-1A | 800/1-1-1-1-1A |  |  |  |  | In-service
220kV BIAL Begur | Current Transformer (CT) | 220kV | Doddaballapura-Begur line | Y | AREVA | 2006 | 25-Nov-2006 |  | 800-600-400-300/1-1-1-1-1A | 800/1-1-1-1-1A |  |  |  |  | In-service
220kV BIAL Begur | Current Transformer (CT) | 220kV | Doddaballapura-Begur line | B | AREVA | 2006 | 25-Nov-2006 |  | 800-600-400-300/1-1-1-1-1A | 800/1-1-1-1-1A |  |  |  |  | In-service
220kV BIAL Begur | Current Transformer (CT) | 220kV | 100MVA Power TR-1 | R | AREVA | 2006 | 25-Nov-2006 |  | 800-600-400-300/1-1-1-1-1A | 300/1-1-1-1-1A |  |  |  |  | In-service
220kV BIAL Begur | Current Transformer (CT) | 220kV | 100MVA Power TR-1 | Y | AREVA | 2006 | 25-Nov-2006 |  | 800-600-400-300/1-1-1-1-1A | 300/1-1-1-1-1A |  |  |  |  | In-service
220kV BIAL Begur | Current Transformer (CT) | 220kV | 100MVA Power TR-1 | B | AREVA | 2006 | 25-Nov-2006 |  | 800-600-400-300/1-1-1-1-1A | 300/1-1-1-1-1A |  |  |  |  | In-service
220kV BIAL Begur | Current Transformer (CT) | 220kV | 100MVA Power TR-2 | R | AREVA | 2006 | 25-Nov-2006 |  | 800-600-400-300/1-1-1-1-1A | 300/1-1-1-1-1A |  |  |  |  | In-service
220kV BIAL Begur | Current Transformer (CT) | 220kV | 100MVA Power TR-2 | Y | AREVA | 2006 | 25-Nov-2006 |  | 800-600-400-300/1-1-1-1-1A | 300/1-1-1-1-1A |  |  |  |  | In-service
220kV BIAL Begur | Current Transformer (CT) | 220kV | 100MVA Power TR-2 | B | AREVA | 2006 | 25-Nov-2006 |  | 800-600-400-300/1-1-1-1-1A | 300/1-1-1-1-1A |  |  |  |  | In-service
220kV BIAL Begur | Current Transformer (CT) | 220kV | Bus Coupler | R | AREVA | 2006 | 25-Nov-2006 |  | 800-600-400-300/1-1-1-1-1A | 800/1-1-1-1-1A |  |  |  |  | In-service
220kV BIAL Begur | Current Transformer (CT) | 220kV | Bus Coupler | Y | AREVA | 2006 | 25-Nov-2006 |  | 800-600-400-300/1-1-1-1-1A | 800/1-1-1-1-1A |  |  |  |  | In-service
220kV BIAL Begur | Current Transformer (CT) | 220kV | Bus Coupler | B | AREVA | 2006 | 25-Nov-2006 |  | 800-600-400-300/1-1-1-1-1A | 800/1-1-1-1-1A |  |  |  |  | In-service
220kV BIAL Begur | Potential Transformer (PT) | 220kV | Main Bus-1 | R | CGL | 2006 | 25-Nov-2006 |  |  |  | 220kV/110V-110V |  |  |  | In-service
220kV BIAL Begur | Potential Transformer (PT) | 220kV | Main Bus-1 | Y | CGL | 2006 | 25-Nov-2006 |  |  |  | 220kV/110V-110V |  |  |  | In-service
220kV BIAL Begur | Potential Transformer (PT) | 220kV | Main Bus-1 | B | CGL | 2006 | 25-Nov-2006 |  |  |  | 220kV/110V-110V |  |  |  | In-service
220kV BIAL Begur | Potential Transformer (PT) | 220kV | Main Bus-2 | R | CGL | 2006 | 25-Nov-2006 |  |  |  | 220kV/110V-110V |  |  |  | In-service
220kV BIAL Begur | Potential Transformer (PT) | 220kV | Main Bus-2 | Y | CGL | 2006 | 25-Nov-2006 |  |  |  | 220kV/110V-110V |  |  |  | In-service
220kV BIAL Begur | Potential Transformer (PT) | 220kV | Main Bus-2 | B | CGL | 2006 | 25-Nov-2006 |  |  |  | 220kV/110V-110V |  |  |  | In-service
220kV BIAL Begur | Current Transformer (CT) | 66kV | BIAL Line-1 line | R | Victrans Engineers | 2006 | 26-Jan-2007 |  | 400-200/1-1-1A | 400/1-1-1A |  |  |  |  | In-service
220kV BIAL Begur | Current Transformer (CT) | 66kV | BIAL Line-1 line | Y | Victrans Engineers | 2006 | 26-Jan-2007 |  | 400-200/1-1-1A | 400/1-1-1A |  |  |  |  | In-service
220kV BIAL Begur | Current Transformer (CT) | 66kV | BIAL Line-1 line | B | Victrans Engineers | 2006 | 26-Jan-2007 |  | 400-200/1-1-1A | 400/1-1-1A |  |  |  |  | In-service
220kV BIAL Begur | Current Transformer (CT) | 66kV | BIAL Line-2 line | R | Victrans Engineers | 2006 | 26-Jan-2007 |  | 400-200/1-1-1A | 400/1-1-1A |  |  |  |  | In-service
220kV BIAL Begur | Current Transformer (CT) | 66kV | BIAL Line-2 line | Y | Victrans Engineers | 2006 | 26-Jan-2007 |  | 400-200/1-1-1A | 400/1-1-1A |  |  |  |  | In-service
220kV BIAL Begur | Current Transformer (CT) | 66kV | BIAL Line-2 line | B | Victrans Engineers | 2006 | 26-Jan-2007 |  | 400-200/1-1-1A | 400/1-1-1A |  |  |  |  | In-service
220kV BIAL Begur | Current Transformer (CT) | 66kV | Begur-Budigere-1 line | R | Mechanical Engg. | 2024 | 03-Mar-2025 |  | 800-400/1-1-1A | 800/1-1-1A |  |  |  |  | In-service
220kV BIAL Begur | Current Transformer (CT) | 66kV | Begur-Budigere-1 line | Y | Mechanical Engg. | 2024 | 03-Mar-2025 |  | 800-400/1-1-1A | 800/1-1-1A |  |  |  |  | In-service
220kV BIAL Begur | Current Transformer (CT) | 66kV | Begur-Budigere-1 line | B | Mechanical Engg. | 2024 | 03-Mar-2025 |  | 800-400/1-1-1A | 800/1-1-1A |  |  |  |  | In-service
220kV BIAL Begur | Current Transformer (CT) | 66kV | Begur-ITC line line | R | CGL | 2006 | 25-Nov-2006 |  | 400-200/1-1-1A | 400/1-1-1A |  |  |  |  | In-service
220kV BIAL Begur | Current Transformer (CT) | 66kV | Begur-ITC line line | Y | CGL | 2006 | 25-Nov-2006 |  | 400-200/1-1-1A | 400/1-1-1A |  |  |  |  | In-service
220kV BIAL Begur | Current Transformer (CT) | 66kV | Begur-ITC line line | B | CGL | 2006 | 25-Nov-2006 |  | 400-200/1-1-1A | 400/1-1-1A |  |  |  |  | In-service
220kV BIAL Begur | Current Transformer (CT) | 66kV | Begur-Budigere-2 line | R | Mechanical Engg. | 2024 | 04-Mar-2025 |  | 800-400/1-1-1A | 800/1-1-1A |  |  |  |  | In-service
220kV BIAL Begur | Current Transformer (CT) | 66kV | Begur-Budigere-2 line | Y | Mechanical Engg. | 2024 | 04-Mar-2025 |  | 800-400/1-1-1A | 800/1-1-1A |  |  |  |  | In-service
220kV BIAL Begur | Current Transformer (CT) | 66kV | Begur-Budigere-2 line | B | Mechanical Engg. | 2024 | 04-Mar-2025 |  | 800-400/1-1-1A | 800/1-1-1A |  |  |  |  | In-service
220kV BIAL Begur | Current Transformer (CT) | 66kV | Bus Coupler | R | Victrans Engineers | 2006 | 25-Nov-2006 |  | 1000-600/1-1-1A | 1000/1-1-1A |  |  |  |  | In-service
220kV BIAL Begur | Current Transformer (CT) | 66kV | Bus Coupler | Y | Victrans Engineers | 2006 | 25-Nov-2006 |  | 1000-600/1-1-1A | 1000/1-1-1A |  |  |  |  | In-service
220kV BIAL Begur | Current Transformer (CT) | 66kV | Bus Coupler | B | Victrans Engineers | 2006 | 25-Nov-2006 |  | 1000-600/1-1-1A | 1000/1-1-1A |  |  |  |  | In-service
220kV BIAL Begur | Potential Transformer (PT) | 66kV | Main Bus-1 | R | Victrans Engineers | 2006 | 25-Nov-2006 |  |  |  | 66kV/110V-110V |  |  |  | In-service
220kV BIAL Begur | Potential Transformer (PT) | 66kV | Main Bus-1 | Y | Victrans Engineers | 2006 | 25-Nov-2006 |  |  |  | 66kV/110V-110V |  |  |  | In-service
220kV BIAL Begur | Potential Transformer (PT) | 66kV | Main Bus-1 | B | Victrans Engineers | 2006 | 25-Nov-2006 |  |  |  | 66kV/110V-110V |  |  |  | In-service
220kV BIAL Begur | Potential Transformer (PT) | 66kV | Main Bus-2 | R | Victrans Engineers | 2006 | 25-Nov-2006 |  |  |  | 66kV/110V-110V |  |  |  | In-service
220kV BIAL Begur | Potential Transformer (PT) | 66kV | Main Bus-2 | Y | Victrans Engineers | 2006 | 25-Nov-2006 |  |  |  | 66kV/110V-110V |  |  |  | In-service
220kV BIAL Begur | Potential Transformer (PT) | 66kV | Main Bus-2 | B | Victrans Engineers | 2006 | 25-Nov-2006 |  |  |  | 66kV/110V-110V |  |  |  | In-service
220kV BIAL Begur | Potential Transformer (PT) | 66kV | Main Bus-3 | R | Vidyuth Controls Systems Pvt Ltd | 2021 | 07-Nov-2022 |  |  |  | 66kV/110V-110V |  |  |  | In-service
220kV BIAL Begur | Potential Transformer (PT) | 66kV | Main Bus-3 | Y | Vidyuth Controls Systems Pvt Ltd | 2021 | 07-Nov-2022 |  |  |  | 66kV/110V-110V |  |  |  | In-service
220kV BIAL Begur | Potential Transformer (PT) | 66kV | Main Bus-3 | B | Vidyuth Controls Systems Pvt Ltd | 2021 | 07-Nov-2022 |  |  |  | 66kV/110V-110V |  |  |  | In-service
220kV BIAL Begur | Power Transformer | 220/66/11kV | 100MVA Power TR-1 |  | EMCO | 2006 | 25-Nov-2006 | HT1690/1225 69 |  |  |  | 100.0 | YNyn0d11 |  | In-service
220kV BIAL Begur | Power Transformer | 220/66/11kV | 100MVA Power TR-3 |  | Kanohar Electrical Ltd | 2021 | 07-Nov-2022 | KT-100000/O- 2/2 |  |  |  | 100.0 | YNyn0d11 | 19.6 | In-service
220kV BIAL Begur | Power Transformer | 66/11kV | 20MVA Power TR-2 |  | IMP Powers Ltd |  | 30-Jun-2017 |  |  |  |  | 20.0 | Dyn11 |  | In-service
220kV EDC | Current Transformer (CT) | 220kV | HAL line | R | ABB | 2008 | 20-Dec-2010 |  | 1200-800/1-1-1-1-1A | 1200/1-1-1-1-1A |  |  |  |  | In-service
220kV EDC | Current Transformer (CT) | 220kV | HAL line | Y | ABB | 2008 | 20-Dec-2010 |  | 1200-800/1-1-1-1-1A | 1200/1-1-1-1-1A |  |  |  |  | In-service
220kV EDC | Current Transformer (CT) | 220kV | HAL line | B | ABB | 2008 | 20-Dec-2010 |  | 1200-800/1-1-1-1-1A | 1200/1-1-1-1-1A |  |  |  |  | In-service
220kV EDC | Current Transformer (CT) | 220kV | NIMHANS 220 kV line | R | ABB | 2008 | 20-Dec-2010 |  | 1200-600-300/1-1-1-1-1A | 1200/1-1-1-1-1A |  |  |  |  | In-service
220kV EDC | Current Transformer (CT) | 220kV | NIMHANS 220 kV line | Y | ABB | 2008 | 20-Dec-2010 |  | 1200-600-300/1-1-1-1-1A | 1200/1-1-1-1-1A |  |  |  |  | In-service
220kV EDC | Current Transformer (CT) | 220kV | NIMHANS 220 kV line | B | ABB | 2008 | 20-Dec-2010 |  | 1200-600-300/1-1-1-1-1A | 1200/1-1-1-1-1A |  |  |  |  | In-service
220kV EDC | Current Transformer (CT) | 220kV | A station line | R | ABB | 2008 | 20-Dec-2010 |  | 1200-600-300/1-1-1-1-1A | 1200/1-1-1-1-1A |  |  |  |  | In-service
220kV EDC | Current Transformer (CT) | 220kV | A station line | Y | ABB | 2008 | 20-Dec-2010 |  | 1200-600-300/1-1-1-1-1A | 1200/1-1-1-1-1A |  |  |  |  | In-service
220kV EDC | Current Transformer (CT) | 220kV | A station line | B | ABB | 2008 | 20-Dec-2010 |  | 1200-600-300/1-1-1-1-1A | 1200/1-1-1-1-1A |  |  |  |  | In-service
220kV EDC | Current Transformer (CT) | 220kV | 150MVA Power TR-1 | R | ABB | 2008 | 20-Dec-2010 |  | 600-300/1-1-1-1-1A | 600/1-1-1-1-1A |  |  |  |  | In-service
220kV EDC | Current Transformer (CT) | 220kV | 150MVA Power TR-1 | Y | ABB | 2008 | 20-Dec-2010 |  | 600-300/1-1-1-1-1A | 600/1-1-1-1-1A |  |  |  |  | In-service
220kV EDC | Current Transformer (CT) | 220kV | 150MVA Power TR-1 | B | ABB | 2008 | 20-Dec-2010 |  | 600-300/1-1-1-1-1A | 600/1-1-1-1-1A |  |  |  |  | In-service
220kV EDC | Current Transformer (CT) | 220kV | 150MVA Power TR-2 | R | ABB | 2008 | 20-Dec-2010 |  | 600-300/1-1-1-1-1A | 600/1-1-1-1-1A |  |  |  |  | In-service
220kV EDC | Current Transformer (CT) | 220kV | 150MVA Power TR-2 | Y | ABB | 2008 | 20-Dec-2010 |  | 600-300/1-1-1-1-1A | 600/1-1-1-1-1A |  |  |  |  | In-service
220kV EDC | Current Transformer (CT) | 220kV | 150MVA Power TR-2 | B | ABB | 2008 | 20-Dec-2010 |  | 600-300/1-1-1-1-1A | 600/1-1-1-1-1A |  |  |  |  | In-service
220kV EDC | Current Transformer (CT) | 220kV | Bus Coupler | R | ABB | 2008 | 20-Dec-2010 |  | 1200-600-300/1-1-1-1-1A | 1200/1-1-1-1-1A |  |  |  |  | In-service
220kV EDC | Current Transformer (CT) | 220kV | Bus Coupler | Y | ABB | 2008 | 20-Dec-2010 |  | 1200-600-300/1-1-1-1-1A | 1200/1-1-1-1-1A |  |  |  |  | In-service
220kV EDC | Current Transformer (CT) | 220kV | Bus Coupler | B | ABB | 2008 | 20-Dec-2010 |  | 1200-600-300/1-1-1-1-1A | 1200/1-1-1-1-1A |  |  |  |  | In-service
220kV EDC | Potential Transformer (PT) | 220kV | Bus-1/Main Bus | R | Alstom | 2008 | 20-Dec-2010 |  |  |  | 220kV/110V-110V-110V |  |  |  | In-service
220kV EDC | Potential Transformer (PT) | 220kV | Bus-1/Main Bus | Y | Alstom | 2008 | 20-Dec-2010 |  |  |  | 220kV/110V-110V-110V |  |  |  | In-service
220kV EDC | Potential Transformer (PT) | 220kV | Bus-1/Main Bus | B | Alstom | 2008 | 20-Dec-2010 |  |  |  | 220kV/110V-110V-110V |  |  |  | In-service
220kV EDC | Potential Transformer (PT) | 220kV | Bus-2/Transfer Bus | R | Alstom | 2008 | 20-Dec-2010 |  |  |  | 220kV/110V-110V-110V |  |  |  | In-service
220kV EDC | Potential Transformer (PT) | 220kV | Bus-2/Transfer Bus | Y | Alstom | 2008 | 20-Dec-2010 |  |  |  | 220kV/110V-110V-110V |  |  |  | In-service
220kV EDC | Potential Transformer (PT) | 220kV | Bus-2/Transfer Bus | B | Alstom | 2008 | 20-Dec-2010 |  |  |  | 220kV/110V-110V-110V |  |  |  | In-service
220kV EDC | Current Transformer (CT) | 66kV | BMTC line | R | ABB | 2008 | 20-Dec-2010 |  | 1200-800/1-1-1-1A | 800/1-1-1-1A |  |  |  |  | In-service
220kV EDC | Current Transformer (CT) | 66kV | BMTC line | Y | ABB | 2008 | 20-Dec-2010 |  | 1200-800/1-1-1-1A | 800/1-1-1-1A |  |  |  |  | In-service
220kV EDC | Current Transformer (CT) | 66kV | BMTC line | B | ABB | 2008 | 20-Dec-2010 |  | 1200-800/1-1-1-1A | 800/1-1-1-1A |  |  |  |  | In-service
220kV EDC | Current Transformer (CT) | 66kV | B station line | R | ABB | 2008 | 20-Dec-2010 |  | 1200-800/1-1-1-1A | 800/1-1-1-1A |  |  |  |  | In-service
220kV EDC | Current Transformer (CT) | 66kV | B station line | Y | ABB | 2008 | 20-Dec-2010 |  | 1200-800/1-1-1-1A | 800/1-1-1-1A |  |  |  |  | In-service
220kV EDC | Current Transformer (CT) | 66kV | B station line | B | ABB | 2008 | 20-Dec-2010 |  | 1200-800/1-1-1-1A | 800/1-1-1-1A |  |  |  |  | In-service
220kV EDC | Current Transformer (CT) | 66kV | Austin line | R | ABB | 2008 | 20-Dec-2010 |  | 1200-800/1-1-1-1A | 800/1-1-1-1A |  |  |  |  | In-service
220kV EDC | Current Transformer (CT) | 66kV | Austin line | Y | ABB | 2008 | 20-Dec-2010 |  | 1200-800/1-1-1-1A | 800/1-1-1-1A |  |  |  |  | In-service
220kV EDC | Current Transformer (CT) | 66kV | Austin line | B | ABB | 2008 | 20-Dec-2010 |  | 1200-800/1-1-1-1A | 800/1-1-1-1A |  |  |  |  | In-service
220kV EDC | Current Transformer (CT) | 66kV | 150MVA Power TR-1 | R | ABB | 2008 | 20-Dec-2010 |  | 1600-1000/1-1-1A | 1600/1-1-1A |  |  |  |  | In-service
220kV EDC | Current Transformer (CT) | 66kV | 150MVA Power TR-1 | Y | ABB | 2008 | 20-Dec-2010 |  | 1600-1000/1-1-1A | 1600/1-1-1A |  |  |  |  | In-service
220kV EDC | Current Transformer (CT) | 66kV | 150MVA Power TR-1 | B | ABB | 2008 | 20-Dec-2010 |  | 1600-1000/1-1-1A | 1600/1-1-1A |  |  |  |  | In-service
220kV EDC | Current Transformer (CT) | 66kV | 150MVA Power TR-2 | R | ABB | 2008 | 20-Dec-2010 |  | 1600-1000/1-1-1A | 1600/1-1-1A |  |  |  |  | In-service
220kV EDC | Current Transformer (CT) | 66kV | 150MVA Power TR-2 | Y | ABB | 2008 | 20-Dec-2010 |  | 1600-1000/1-1-1A | 1600/1-1-1A |  |  |  |  | In-service
220kV EDC | Current Transformer (CT) | 66kV | 150MVA Power TR-2 | B | ABB | 2008 | 20-Dec-2010 |  | 1600-1000/1-1-1A | 1600/1-1-1A |  |  |  |  | In-service
220kV EDC | Current Transformer (CT) | 66kV | Bus Coupler | R | ABB | 2008 | 20-Dec-2010 |  | 1600-1200/1-1-1A | 1600/1-1-1A |  |  |  |  | In-service
220kV EDC | Current Transformer (CT) | 66kV | Bus Coupler | Y | ABB | 2008 | 20-Dec-2010 |  | 1600-1200/1-1-1A | 1600/1-1-1A |  |  |  |  | In-service
220kV EDC | Current Transformer (CT) | 66kV | Bus Coupler | B | ABB | 2008 | 20-Dec-2010 |  | 1600-1200/1-1-1A | 1600/1-1-1A |  |  |  |  | In-service
220kV EDC | Potential Transformer (PT) | 66kV | Bus-1/Main Bus | R | Alstom | 2008 | 20-Dec-2010 |  |  |  | 66kV/110V-110V |  |  |  | In-service
220kV EDC | Potential Transformer (PT) | 66kV | Bus-1/Main Bus | Y | Alstom | 2008 | 20-Dec-2010 |  |  |  | 66kV/110V-110V |  |  |  | In-service
220kV EDC | Potential Transformer (PT) | 66kV | Bus-1/Main Bus | B | Alstom | 2008 | 20-Dec-2010 |  |  |  | 66kV/110V-110V |  |  |  | In-service
220kV EDC | Potential Transformer (PT) | 66kV | Bus-2/Transfer Bus | R | Alstom | 2008 | 20-Dec-2010 |  |  |  | 66kV/110V-110V |  |  |  | In-service
220kV EDC | Potential Transformer (PT) | 66kV | Bus-2/Transfer Bus | Y | Alstom | 2008 | 20-Dec-2010 |  |  |  | 66kV/110V-110V |  |  |  | In-service
220kV EDC | Potential Transformer (PT) | 66kV | Bus-2/Transfer Bus | B | Alstom | 2008 | 20-Dec-2010 |  |  |  | 66kV/110V-110V |  |  |  | In-service
220kV EDC | Power Transformer | 220/66/11kV | 150MVA |  | Power TR-1 ABB | 2008 | 20-Dec-2010 | 13074-002 |  |  |  | 150.0 | YNyn0d11 | 17.5 | In-service
220kV EDC | Power Transformer | 220/66/11kV | 150MVA |  | Power TR-2 ABB | 2008 | 20-Dec-2010 | 13074-001 |  |  |  | 150.0 | YNyn0d11 | 17.5 | In-service
220kV EDC | Power Transformer | 66/11kV | 31.5MVA |  | Power TR-2 EMCO | 2008 | 20-Dec-2010 | 2970 |  |  |  | 31.5 | Dyn11 | 12.6 | In-service
220kV EDC | Power Transformer | 66/11kV | 31.5MVA |  | Power TR-3 EMCO | 2009 | 20-Dec-2010 | 2971 |  |  |  | 31.5 | Dyn11 | 12.6 | In-service
220kV Jigani | Current Transformer (CT) | 220kV | Mylasandra Line 1 220Kv line | R | ABB | 2009 | 04-Mar-2018 |  | 800-600-400-300/1-1-1-1-1A | 800/1-1-1-1-1A |  |  |  |  | In-service
220kV Jigani | Current Transformer (CT) | 220kV | Mylasandra Line 1 220Kv line | Y | ABB | 2009 | 04-Mar-2018 |  | 800-600-400-300/1-1-1-1-1A | 800/1-1-1-1-1A |  |  |  |  | In-service
220kV Jigani | Current Transformer (CT) | 220kV | Mylasandra Line 1 220Kv line | B | ABB | 2009 | 04-Mar-2018 |  | 800-600-400-300/1-1-1-1-1A | 800/1-1-1-1-1A |  |  |  |  | In-service
220kV Jigani | Current Transformer (CT) | 220kV | 150MVA Power TR-1 | R | ABB | 2008 | 04-Mar-2018 |  | 800-600-400-300/1-1-1-1-1A | 600/1-1-1-1-1A |  |  |  |  | In-service
220kV Jigani | Current Transformer (CT) | 220kV | 150MVA Power TR-1 | Y | ABB | 2008 | 04-Mar-2018 |  | 800-600-400-300/1-1-1-1-1A | 600/1-1-1-1-1A |  |  |  |  | In-service
220kV Jigani | Current Transformer (CT) | 220kV | 150MVA Power TR-1 | B | ABB | 2008 | 04-Mar-2018 |  | 800-600-400-300/1-1-1-1-1A | 600/1-1-1-1-1A |  |  |  |  | In-service
220kV Jigani | Current Transformer (CT) | 220kV | 150MVA Power TR-2 | R | ABB | 2008 | 15-Nov-2019 |  | 800-600-400-300/1-1-1-1-1A | 600/1-1-1-1-1A |  |  |  |  | In-service
220kV Jigani | Current Transformer (CT) | 220kV | 150MVA Power TR-2 | Y | ABB | 2008 | 15-Nov-2019 |  | 800-600-400-300/1-1-1-1-1A | 600/1-1-1-1-1A |  |  |  |  | In-service
220kV Jigani | Current Transformer (CT) | 220kV | 150MVA Power TR-2 | B | ABB | 2008 | 15-Nov-2019 |  | 800-600-400-300/1-1-1-1-1A | 600/1-1-1-1-1A |  |  |  |  | In-service
220kV Jigani | Current Transformer (CT) | 220kV | Bus Coupler | R | ABB | 2009 | 01-Sep-2021 |  | 800-600-400-300/1-1-1-1-1A | 800/1-1-1-1-1A |  |  |  |  | In-service
220kV Jigani | Current Transformer (CT) | 220kV | Bus Coupler | Y | ABB | 2009 | 04-Mar-2018 |  | 800-600-400-300/1-1-1-1-1A | 800/1-1-1-1-1A |  |  |  |  | In-service
220kV Jigani | Current Transformer (CT) | 220kV | Bus Coupler | B | ABB | 2009 | 01-Sep-2021 |  | 800-600-400-300/1-1-1-1-1A | 800/1-1-1-1-1A |  |  |  |  | In-service
220kV Jigani | Potential Transformer (PT) | 220kV | Main Bus-2 | R | SCT Ltd,Ghaziabad | 2010 | 27-May-2022 |  |  |  | 220kV/110V-110V |  |  |  | In-service
220kV Jigani | Potential Transformer (PT) | 220kV | Main Bus-2 | Y | SCT Ltd,Ghaziabad | 2010 | 27-May-2022 |  |  |  | 220kV/110V-110V |  |  |  | In-service
220kV Jigani | Potential Transformer (PT) | 220kV | Main Bus-2 | B | SCT Ltd,Ghaziabad | 2010 | 27-May-2022 |  |  |  | 220kV/110V-110V |  |  |  | In-service
220kV Jigani | Current Transformer (CT) | 66kV | KUMBARANAHALLI L1 line | R | LAMCO | 2008 | 30-Sep-2011 |  | 800-400/1-1-1A | 800/1-1-1A |  |  |  |  | In-service
220kV Jigani | Current Transformer (CT) | 66kV | KUMBARANAHALLI L1 line | Y | LAMCO | 2008 | 30-Sep-2011 |  | 800-400/1-1-1A | 800/1-1-1A |  |  |  |  | In-service
220kV Jigani | Current Transformer (CT) | 66kV | KUMBARANAHALLI L1 line | B | LAMCO | 2008 | 30-Sep-2011 |  | 800-400/1-1-1A | 800/1-1-1A |  |  |  |  | In-service
220kV Jigani | Current Transformer (CT) | 66kV | JIGANI O/G line | R | ABB | 2008 | 15-Nov-2019 |  | 800-600-400-200/1-1-1A | 800/1-1-1A |  |  |  |  | In-service
220kV Jigani | Current Transformer (CT) | 66kV | JIGANI O/G line | Y | ABB | 2008 | 15-Nov-2019 |  | 800-600-400-200/1-1-1A | 800/1-1-1A |  |  |  |  | In-service
220kV Jigani | Current Transformer (CT) | 66kV | JIGANI O/G line | B | ABB | 2008 | 15-Nov-2019 |  | 800-600-400-200/1-1-1A | 800/1-1-1A |  |  |  |  | In-service
220kV Jigani | Current Transformer (CT) | 66kV | 150MVA Power TR-1 | R | LAMCO | 2015 | 04-Mar-2018 |  | 1600-1200-1000/1-1-1A | 1600/1-1-1A |  |  |  |  | In-service
220kV Jigani | Current Transformer (CT) | 66kV | 150MVA Power TR-1 | Y | LAMCO | 2015 | 04-Mar-2018 |  | 1600-1200-1000/1-1-1A | 1600/1-1-1A |  |  |  |  | In-service
220kV Jigani | Current Transformer (CT) | 66kV | 150MVA Power TR-1 | B | LAMCO | 2015 | 04-Mar-2018 |  | 1600-1200-1000/1-1-1A | 1600/1-1-1A |  |  |  |  | In-service
220kV Jigani | Current Transformer (CT) | 66kV | Bus Coupler | R | LAMCO | 2008 | 01-Sep-2021 |  | 1600-1200/1-1-1A | 1600/1-1-1A |  |  |  |  | In-service
220kV Jigani | Current Transformer (CT) | 66kV | Bus Coupler | Y | LAMCO | 2008 | 01-Sep-2021 |  | 1600-1200/1-1-1A | 1600/1-1-1A |  |  |  |  | In-service
220kV Jigani | Current Transformer (CT) | 66kV | Bus Coupler | B | LAMCO | 2008 | 01-Sep-2021 |  | 1600-1200/1-1-1A | 1600/1-1-1A |  |  |  |  | In-service
220kV Jigani | Potential Transformer (PT) | 66kV | Main Bus-1 | R | LAMCO | 2008 | 30-Sep-2011 |  |  |  | 66kV/110V-110V-110V |  |  |  | In-service
220kV Jigani | Potential Transformer (PT) | 66kV | Main Bus-1 | Y | LAMCO | 2008 | 30-Sep-2011 |  |  |  | 66kV/110V-110V-110V |  |  |  | In-service
220kV Jigani | Potential Transformer (PT) | 66kV | Main Bus-1 | B | LAMCO | 2008 | 30-Sep-2011 |  |  |  | 66kV/110V-110V-110V |  |  |  | In-service
220kV Jigani | Potential Transformer (PT) | 66kV | Main Bus-2 | R | LAMCO | 2008 | 20-Oct-2020 |  |  |  | 66kV/110V-110V-110V |  |  |  | In-service
220kV Jigani | Potential Transformer (PT) | 66kV | Main Bus-2 | Y | Suman Control Pvt Ltd | 2009 | 20-Oct-2021 |  |  |  | 66kV/110V-110V-110V |  |  |  | In-service
220kV Jigani | Potential Transformer (PT) | 66kV | Main Bus-2 | B | LAMCO | 2008 | 20-Oct-2020 |  |  |  | 66kV/110V-110V-110V |  |  |  | In-service
220kV Jigani | Power Transformer | 220/66/11kV | 150MVA |  | Power TR-1 ABB | 2008 | 04-Mar-2018 | 13068-005 |  |  |  | 150.0 | YNyn0d11 | 13.5 | In-service
220kV Jigani | Power Transformer | 220/66/11kV | 150MVA |  | Power TR-2 ABB | 2008 | 15-Nov-2019 | 13068-06 |  |  |  | 150.0 | YNyn0d11 | 13.5 | In-service
220kV Jigani | Power Transformer | 66/11kV | 31.5MVA |  | Power TR-1 Victory Electricals Ltd | 2009 | 30-Sep-2011 | 4-0012/6 |  |  |  | 31.5 | Dyn11 | 12.8 | In-service
220kV Jigani | Power Transformer | 66/11kV | 31.5MVA |  | Power TR-2 Bharat Bijlee Ltd | 2006 | 03-Nov-2022 | 4934/17 |  |  |  | 31.5 | Dyn11 | 9.7 | In-service
220kV Kanakapura | Current Transformer (CT) | 220kV | Kanakapura-Somanahalli line | R | ABB | 2007 | 01-Aug-2008 |  | 800-600-400-300/1-1-1-1-1A | 800/1-1-1-1-1A |  |  |  |  | In-service
220kV Kanakapura | Current Transformer (CT) | 220kV | Kanakapura-Somanahalli line | Y | ABB | 2007 | 01-Aug-2008 |  | 800-600-400-300/1-1-1-1-1A | 800/1-1-1-1-1A |  |  |  |  | In-service
220kV Kanakapura | Current Transformer (CT) | 220kV | Kanakapura-Somanahalli line | B | ABB | 2007 | 01-Aug-2008 |  | 800-600-400-300/1-1-1-1-1A | 800/1-1-1-1-1A |  |  |  |  | In-service
220kV Kanakapura | Current Transformer (CT) | 220kV | Kanakapura-TkHalli line | R | ABB | 2007 | 01-Aug-2008 |  | 800-600-400-300/1-1-1-1-1A | 800/1-1-1-1-1A |  |  |  |  | In-service
220kV Kanakapura | Current Transformer (CT) | 220kV | Kanakapura-TkHalli line | Y | ABB | 2007 | 01-Aug-2008 |  | 800-600-400-300/1-1-1-1-1A | 800/1-1-1-1-1A |  |  |  |  | In-service
220kV Kanakapura | Current Transformer (CT) | 220kV | Kanakapura-TkHalli line | B | ABB | 2007 | 01-Aug-2008 |  | 800-600-400-300/1-1-1-1-1A | 800/1-1-1-1-1A |  |  |  |  | In-service
220kV Kanakapura | Current Transformer (CT) | 220kV | 100MVA Power TR-1 | R | ABB | 2007 | 01-Jan-2008 |  | 800-600-400-300/1-1-1-1-1A | 300/1-1-1-1-1A |  |  |  |  | In-service
220kV Kanakapura | Current Transformer (CT) | 220kV | 100MVA Power TR-1 | Y | ABB | 2007 | 01-Jan-2008 |  | 800-600-400-300/1-1-1-1-1A | 300/1-1-1-1-1A |  |  |  |  | In-service
220kV Kanakapura | Current Transformer (CT) | 220kV | 100MVA Power TR-1 | B | ABB | 2007 | 01-Jan-2008 |  | 800-600-400-300/1-1-1-1-1A | 300/1-1-1-1-1A |  |  |  |  | In-service
220kV Kanakapura | Current Transformer (CT) | 220kV | Bus Coupler | R | ABB | 2007 | 01-Jan-2008 |  | 800-600-400-300/1-1-1-1-1A | 800/1-1-1-1-1A |  |  |  |  | In-service
220kV Kanakapura | Current Transformer (CT) | 220kV | Bus Coupler | Y | ABB | 2007 | 01-Jan-2008 |  | 800-600-400-300/1-1-1-1-1A | 800/1-1-1-1-1A |  |  |  |  | In-service
220kV Kanakapura | Current Transformer (CT) | 220kV | Bus Coupler | B | ABB | 2007 | 01-Jan-2008 |  | 800-600-400-300/1-1-1-1-1A | 800/1-1-1-1-1A |  |  |  |  | In-service
220kV Kanakapura | Potential Transformer (PT) | 220kV | Bus-1/Main Bus | R | CGL | 2007 | 01-Jan-2008 |  |  |  | 220kV/110V-110V-110V |  |  |  | In-service
220kV Kanakapura | Potential Transformer (PT) | 220kV | Bus-1/Main Bus | Y | CGL | 2007 | 01-Jan-2008 |  |  |  | 220kV/110V-110V-110V |  |  |  | In-service
220kV Kanakapura | Potential Transformer (PT) | 220kV | Bus-1/Main Bus | B | CGL | 2007 | 01-Jan-2008 |  |  |  | 220kV/110V-110V-110V |  |  |  | In-service
220kV Kanakapura | Potential Transformer (PT) | 220kV | Bus-2/Transfer Bus | R | CGL | 2007 | 01-Jan-2008 |  |  |  | 220kV/110V-110V-110V |  |  |  | In-service
220kV Kanakapura | Potential Transformer (PT) | 220kV | Bus-2/Transfer Bus | Y | CGL | 2007 | 01-Jan-2008 |  |  |  | 220kV/110V-110V-110V |  |  |  | In-service
220kV Kanakapura | Potential Transformer (PT) | 220kV | Bus-2/Transfer Bus | B | CGL | 2007 | 01-Jan-2008 |  |  |  | 220kV/110V-110V-110V |  |  |  | In-service
220kV Kanakapura | Current Transformer (CT) | 66kV | Kanakapura line | R | ABB | 2007 | 01-Jan-2008 |  | 400-200/1-1-1A | 400/1-1-1A |  |  |  |  | In-service
220kV Kanakapura | Current Transformer (CT) | 66kV | Kanakapura line | Y | ABB | 2007 | 01-Jan-2008 |  | 400-200/1-1-1A | 400/1-1-1A |  |  |  |  | In-service
220kV Kanakapura | Current Transformer (CT) | 66kV | Kanakapura line | B | ABB | 2007 | 01-Jan-2008 |  | 400-200/1-1-1A | 400/1-1-1A |  |  |  |  | In-service
220kV Kanakapura | Current Transformer (CT) | 66kV | 100MVA Power TR-1 | R | ABB | 2007 | 01-Jan-2008 |  | 1200-1000-800-600/1-1-1A | 1000/1-1-1A |  |  |  |  | In-service
220kV Kanakapura | Current Transformer (CT) | 66kV | 100MVA Power TR-1 | Y | ABB | 2007 | 01-Jan-2008 |  | 1200-1000-800-600/1-1-1A | 1000/1-1-1A |  |  |  |  | In-service
220kV Kanakapura | Current Transformer (CT) | 66kV | 100MVA Power TR-1 | B | ABB | 2007 | 01-Jan-2008 |  | 1200-1000-800-600/1-1-1A | 1000/1-1-1A |  |  |  |  | In-service
220kV Kanakapura | Current Transformer (CT) | 66kV | 100MVA Power TR-2 | R | SCT Ltd,Ghaziabad | 2015 | 24-Jul-2017 |  | 1600-1000/1-1-1A | 1000/1-1-1A |  |  |  |  | In-service
220kV Kanakapura | Current Transformer (CT) | 66kV | 100MVA Power TR-2 | Y | SCT Ltd,Ghaziabad | 2015 | 24-Jul-2017 |  | 1600-1000/1-1-1A | 1000/1-1-1A |  |  |  |  | In-service
220kV Kanakapura | Current Transformer (CT) | 66kV | 100MVA Power TR-2 | B | SCT Ltd,Ghaziabad | 2015 | 24-Jul-2017 |  | 1600-1000/1-1-1A | 1000/1-1-1A |  |  |  |  | In-service
220kV Kanakapura | Current Transformer (CT) | 66kV | Bus Coupler | R | ABB | 2007 | 01-Jan-2008 |  | 1000-800-600/1-1-1A | 1000/1-1-1A |  |  |  |  | In-service
220kV Kanakapura | Current Transformer (CT) | 66kV | Bus Coupler | Y | ABB | 2007 | 01-Jan-2008 |  | 1000-800-600/1-1-1A | 1000/1-1-1A |  |  |  |  | In-service
220kV Kanakapura | Current Transformer (CT) | 66kV | Bus Coupler | B | ABB | 2007 | 01-Jan-2008 |  | 1000-800-600/1-1-1A | 1000/1-1-1A |  |  |  |  | In-service
220kV Kanakapura | Potential Transformer (PT) | 66kV | Bus-1/Main Bus | R | Vidyuth Controls Systems Pvt Ltd | 2007 | 01-Jan-2008 |  |  |  | 66kV/110V-110V-110V |  |  |  | In-service
220kV Kanakapura | Potential Transformer (PT) | 66kV | Bus-1/Main Bus | Y | Vidyuth Controls Systems Pvt Ltd | 2007 | 01-Jan-2008 |  |  |  | 66kV/110V-110V-110V |  |  |  | In-service
220kV Kanakapura | Potential Transformer (PT) | 66kV | Bus-1/Main Bus | B | Vidyuth Controls Systems Pvt Ltd | 2007 | 01-Jan-2008 |  |  |  | 66kV/110V-110V-110V |  |  |  | In-service
220kV Kanakapura | Potential Transformer (PT) | 66kV | Bus-2/Transfer Bus | R | Vidyuth Controls Systems Pvt Ltd | 2007 | 01-Jan-2008 |  |  |  | 66kV/110V-110V-110V |  |  |  | In-service
220kV Kanakapura | Potential Transformer (PT) | 66kV | Bus-2/Transfer Bus | Y | Vidyuth Controls Systems Pvt Ltd | 2007 | 01-Jan-2008 |  |  |  | 66kV/110V-110V-110V |  |  |  | In-service
220kV Kanakapura | Potential Transformer (PT) | 66kV | Bus-2/Transfer Bus | B | Vidyuth Controls Systems Pvt Ltd | 2007 | 01-Jan-2008 |  |  |  | 66kV/110V-110V-110V |  |  |  | In-service
220kV Kanakapura | Power Transformer | 220/66/11kV | 100MVA |  | Power TR-1 ABB | 2006 | 01-Jan-2008 | 13044-002 |  |  |  | 100.0 | YNyn0d11 |  | In-service
220kV Kanakapura | Power Transformer | 220/66/11kV | 100MVA |  | Power TR-2 BHEL | 2016 | 24-Jul-2017 | 2141612 |  |  |  | 100.0 | YNyn0d11 |  | In-service
220kV Kolar | Current Transformer (CT) | 220kV | PGCIL line-1 220kV line | R | BHEL | 1998 | 11-Feb-2013 |  | 1200-600-300/1-1-1-1-1A | 1200/1-1-1-1-1A |  |  |  |  | In-service
220kV Kolar | Current Transformer (CT) | 220kV | PGCIL line-1 220kV line | Y | BHEL | 1998 | 11-Feb-2013 |  | 1200-600-300/1-1-1-1-1A | 1200/1-1-1-1-1A |  |  |  |  | In-service
220kV Kolar | Current Transformer (CT) | 220kV | PGCIL line-1 220kV line | B | BHEL | 1998 | 11-Feb-1998 |  | 1200-600-300/1-1-1-1-1A | 1200/1-1-1-1-1A |  |  |  |  | In-service
220kV Kolar | Current Transformer (CT) | 220kV | PGCIL line-2 220kV line | R | BHEL | 1998 | 11-Feb-2013 |  | 1200-600-300/1-1-1-1-1A | 1200/1-1-1-1-1A |  |  |  |  | In-service
220kV Kolar | Current Transformer (CT) | 220kV | PGCIL line-2 220kV line | Y | BHEL | 1998 | 11-Feb-2003 |  | 1200-600-300/1-1-1-1-1A | 1200/1-1-1-1-1A |  |  |  |  | In-service
220kV Kolar | Current Transformer (CT) | 220kV | PGCIL line-2 220kV line | B | BHEL | 1998 | 11-Feb-2003 |  | 1200-600-300/1-1-1-1-1A | 1200/1-1-1-1-1A |  |  |  |  | In-service
220kV Kolar | Potential Transformer (PT) | 220kV | Main Bus | R | BHEL |  | 21-Aug-1989 |  |  |  | 220kV/110V-110V |  |  |  | In-service
220kV Kolar | Potential Transformer (PT) | 220kV | Main Bus | B | BHEL |  | 21-Aug-1989 |  |  |  | 220kV/110V-110V |  |  |  | In-service
220kV Kolar | Current Transformer (CT) | 66kV | Bangarpet line-1 line | Y | LAMCO | 2015 | 18-May-2023 |  | 800-400/1-1-1A | 400/1-1-1A |  |  |  |  | In-service
220kV Kolar | Current Transformer (CT) | 66kV | 20MVA Power TR-2 | R | & Electrical | 1989 | 29-Nov-1991 |  | 400-200-100/1-1-1A | 200/1-1-1A |  |  |  |  | In-service
220kV Kolar | Current Transformer (CT) | 66kV | 20MVA Power TR-2 | Y | & Electrical | 1989 | 29-Nov-1991 |  | 400-200-100/1-1-1A | 200/1-1-1A |  |  |  |  | In-service
220kV Kolar | Current Transformer (CT) | 66kV | 100MVA Power TR-3 | R | LAMCO | 2014 | 08-Dec-2016 |  | 1600-1000/1-1-1A | 1000/1-1-1A |  |  |  |  | In-service
220kV Kolar | Current Transformer (CT) | 66kV | 100MVA Power TR-3 | Y | LAMCO | 2014 | 08-Dec-2016 |  | 1600-1000/1-1-1A | 1000/1-1-1A |  |  |  |  | In-service
220kV Kolar | Current Transformer (CT) | 66kV | 100MVA Power TR-3 | B | LAMCO | 2014 | 08-Dec-2016 |  | 1600-1000/1-1-1A | 1000/1-1-1A |  |  |  |  | In-service
220kV Kolar | Current Transformer (CT) | 66kV | Bus Coupler | R | Powergear Ltd | 1995 | 21-Aug-1995 |  | 1000-800-600/1-1-1A | 1000/1-1-1A |  |  |  |  | In-service
220kV Kolar | Current Transformer (CT) | 66kV | Bus Coupler | Y | Powergear Ltd | 1995 | 21-Aug-1995 |  | 1000-800-600/1-1-1A | 1000/1-1-1A |  |  |  |  | In-service
220kV Kolar | Current Transformer (CT) | 66kV | Bus Coupler | B | Powergear Ltd | 1995 | 21-Aug-1995 |  | 1000-800-600/1-1-1A | 1000/1-1-1A |  |  |  |  | In-service
220kV Kolar | Potential Transformer (PT) | 66kV | Main Bus-1 | R | Thirumalai industries Bangalore |  | 21-Aug-1989 |  |  |  | 66kV/110V-110V |  |  |  | In-service
220kV Kolar | Potential Transformer (PT) | 66kV | Main Bus-1 | B | Thirumalai industries Bangalore |  | 21-Aug-1989 |  |  |  | 66kV/110V-110V |  |  |  | In-service
220kV Kolar | Potential Transformer (PT) | 66kV | Main Bus-2 | Y | Powergear Ltd |  | 21-Aug-1989 |  |  |  | 66kV/110V-110V |  |  |  | In-service
220kV Kolar | Power Transformer | 220/66/11kV | 100MVA |  | Power TR-1 NGEF | 1989 | 21-Aug-1989 | 680000059 |  |  |  | 100.0 | YNyn0d11 |  | In-service
220kV Kolar | Power Transformer | 220/66/11kV | 100MVA |  | Power TR-2 NGEF | 1995 | 08-Sep-2021 | 6800000136 |  |  |  | 100.0 | YNyn0d11 | 12 | In-service
220kV Kolar | Power Transformer | 220/66/11kV | 100MVA |  | Power TR-3 Bharat Bijlee Ltd | 2022 | 12-Sep-2025 | 5867/02 |  |  |  | 100.0 | YNyn0d11 | 10.2 | In-service
220kV Kolar | Power Transformer | 66/11kV | 20MVA |  | Power TR-1 Andrewyule | 2004 | 26-Mar-2004 | 13185 |  |  |  | 20.0 | Dyn11 |  | In-service
220kV Kolar | Power Transformer | 66/11kV | 20MVA |  | Power TR-2 IMP Powers Ltd | 2017 | 22-Aug-2017 | PT-7761 |  |  |  | 20.0 | Dyn11 | 10 | In-service
220kV Malur | Current Transformer (CT) | 220kV | Malur-Kolar Line-1 line | R | BHEL | 1998 | 13-Apr-2009 |  | 1200-600-300/1-1-1-1-1A | 600/1-1-1-1-1A |  |  |  |  | In-service
220kV Malur | Current Transformer (CT) | 220kV | Malur-Kolar Line-1 line | Y | BHEL | 1998 | 22-Sep-1999 |  | 1200-600-300/1-1-1-1-1A | 600/1-1-1-1-1A |  |  |  |  | In-service
220kV Malur | Current Transformer (CT) | 220kV | Malur-Kolar Line-1 line | B | BHEL | 1998 | 22-Sep-1999 |  | 1200-600-300/1-1-1-1-1A | 600/1-1-1-1-1A |  |  |  |  | In-service
220kV Malur | Current Transformer (CT) | 220kV | Malur-Hoody Line line | R | BHEL | 1998 | 22-Sep-1999 |  | 1200-600-300/1-1-1-1-1A | 600/1-1-1-1-1A |  |  |  |  | In-service
220kV Malur | Current Transformer (CT) | 220kV | Malur-Hoody Line line | Y | BHEL | 1998 | 22-Sep-1999 |  | 1200-600-300/1-1-1-1-1A | 600/1-1-1-1-1A |  |  |  |  | In-service
220kV Malur | Current Transformer (CT) | 220kV | Malur-Hoody Line line | B | BHEL | 1998 | 22-Sep-1999 |  | 1200-600-300/1-1-1-1-1A | 600/1-1-1-1-1A |  |  |  |  | In-service
220kV Malur | Current Transformer (CT) | 220kV | Power TR-1 | R | BHEL | 1998 | 22-Sep-1999 |  | 1200-800-600-300/1-1-1-1-1A | 300/1-1-1-1-1A |  |  |  |  | In-service
220kV Malur | Current Transformer (CT) | 220kV | Power TR-1 | Y | BHEL | 1998 | 22-Sep-1999 |  | 1200-800-600-300/1-1-1-1-1A | 300/1-1-1-1-1A |  |  |  |  | In-service
220kV Malur | Current Transformer (CT) | 220kV | Power TR-1 | B | BHEL | 1998 | 22-Sep-1999 |  | 1200-800-600-300/1-1-1-1-1A | 300/1-1-1-1-1A |  |  |  |  | In-service
220kV Malur | Current Transformer (CT) | 220kV | Power TR-2 | R | BHEL | 1998 | 22-Sep-1999 |  | 1200-600-300/1-1-1-1-1A | 300/1-1-1-1-1A |  |  |  |  | In-service
220kV Malur | Current Transformer (CT) | 220kV | Power TR-2 | Y | BHEL | 1998 | 22-Sep-1999 |  | 1200-600-300/1-1-1-1-1A | 300/1-1-1-1-1A |  |  |  |  | In-service
220kV Malur | Current Transformer (CT) | 220kV | Power TR-2 | B | BHEL | 1998 | 22-Sep-1999 |  | 1200-600-300/1-1-1-1-1A | 300/1-1-1-1-1A |  |  |  |  | In-service
220kV Malur | Current Transformer (CT) | 220kV | Bus Coupler | R | BHEL | 1998 | 22-Sep-1999 |  | 1200-800-600-300/1-1-1-1-1A | 1200/1-1-1-1-1A |  |  |  |  | In-service
220kV Malur | Current Transformer (CT) | 220kV | Bus Coupler | Y | BHEL | 1998 | 22-Sep-1999 |  | 1200-800-600-300/1-1-1-1-1A | 1200/1-1-1-1-1A |  |  |  |  | In-service
220kV Malur | Current Transformer (CT) | 220kV | Bus Coupler | B | BHEL | 1998 | 22-Sep-1999 |  | 1200-800-600-300/1-1-1-1-1A | 1200/1-1-1-1-1A |  |  |  |  | In-service
220kV Malur | Potential Transformer (PT) | 66kV | Bus-1/Main Bus | R | Automatic Electric Ltd | 1998 | 22-Sep-1999 |  |  |  | 66kV/110V-110V-110V |  |  |  | In-service
220kV Malur | Potential Transformer (PT) | 66kV | Bus-1/Main Bus | Y | Automatic Electric Ltd | 1998 | 22-Sep-1999 |  |  |  | 66kV/110V-110V-110V |  |  |  | In-service
220kV Malur | Potential Transformer (PT) | 66kV | Bus-1/Main Bus | B | Automatic Electric Ltd | 1998 | 22-Sep-1999 |  |  |  | 66kV/110V-110V-110V |  |  |  | In-service
220kV Malur | Potential Transformer (PT) | 66kV | Bus-2/Transfer Bus | R | Automatic Electric Ltd | 1998 | 22-Sep-1999 |  |  |  | 66kV/110V-110V-110V |  |  |  | In-service
220kV Malur | Potential Transformer (PT) | 66kV | Bus-2/Transfer Bus | Y | Suman Control Pvt Ltd | 2010 | 06-Oct-2025 |  |  |  | 66kV/110V-110V-110V |  |  |  | In-service
220kV Malur | Potential Transformer (PT) | 66kV | Bus-2/Transfer Bus | B | Automatic Electric Ltd | 1998 | 22-Sep-1999 |  |  |  | 66kV/110V-110V-110V |  |  |  | In-service
220kV Malur | Potential Transformer (PT) | 220kV | Bus-1/Main Bus | R | C G Power | 2019 | 24-Nov-2019 |  |  |  | 220kV/110V-110V |  |  |  | In-service
220kV Malur | Potential Transformer (PT) | 220kV | Bus-1/Main Bus | Y | C G Power | 2019 | 24-Nov-2019 |  |  |  | 220kV/110V-110V |  |  |  | In-service
220kV Malur | Potential Transformer (PT) | 220kV | Bus-1/Main Bus | B | C G Power | 2019 | 24-Nov-2019 |  |  |  | 220kV/110V-110V |  |  |  | In-service
220kV Malur | Current Transformer (CT) | 66kV | Kgf Line-1 line | R | Mechanical Engg. | 2024 | 19-Apr-2024 |  | 800-400/1-1-1A | 400/1-1-1A |  |  |  |  | In-service
220kV Malur | Current Transformer (CT) | 66kV | Kgf Line-1 line | Y | Mechanical Engg. | 2024 | 19-Apr-2024 |  | 800-400/1-1-1A | 400/1-1-1A |  |  |  |  | In-service
220kV Malur | Current Transformer (CT) | 66kV | Kgf Line-1 line | B | Mechanical Engg. | 2024 | 19-Apr-2024 |  | 800-400/1-1-1A | 400/1-1-1A |  |  |  |  | In-service
220kV Malur | Current Transformer (CT) | 66kV | Kgf Line-2 line | R | Powergear Ltd | 1998 | 22-Sep-1999 |  | 300-150-75/1-1-1A | 300/1-1-1A |  |  |  |  | In-service
220kV Malur | Current Transformer (CT) | 66kV | Kgf Line-2 line | Y | Powergear Ltd | 1998 | 22-Sep-1999 |  | 300-150-75/1-1-1A | 300/1-1-1A |  |  |  |  | In-service
220kV Malur | Current Transformer (CT) | 66kV | Kgf Line-2 line | B | Powergear Ltd | 1998 | 22-Sep-1999 |  | 300-150-75/1-1-1A | 300/1-1-1A |  |  |  |  | In-service
220kV Malur | Current Transformer (CT) | 66kV | Hoskote Line-1 line | R | Mechanical Engg. | 2024 | 19-Apr-2024 |  | 800-400/1-1-1A | 400/1-1-1A |  |  |  |  | In-service
220kV Malur | Current Transformer (CT) | 66kV | Hoskote Line-1 line | Y | Mechanical Engg. | 2024 | 19-Apr-2024 |  | 800-400/1-1-1A | 400/1-1-1A |  |  |  |  | In-service
220kV Malur | Current Transformer (CT) | 66kV | Hoskote Line-1 line | B | Mechanical Engg. | 2024 | 19-Apr-2024 |  | 800-400/1-1-1A | 400/1-1-1A |  |  |  |  | In-service
220kV Malur | Current Transformer (CT) | 66kV | Hoskote Line-2 line | R | Powergear Ltd | 1998 | 22-Sep-1999 |  | 300-150-75/1-1-1A | 300/1-1-1A |  |  |  |  | In-service
220kV Malur | Current Transformer (CT) | 66kV | Hoskote Line-2 line | Y | Powergear Ltd | 1998 | 22-Sep-1999 |  | 300-150-75/1-1-1A | 300/1-1-1A |  |  |  |  | In-service
220kV Malur | Current Transformer (CT) | 66kV | Hoskote Line-2 line | B | Powergear Ltd | 1998 | 22-Sep-1999 |  | 300-150-75/1-1-1A | 300/1-1-1A |  |  |  |  | In-service
220kV Malur | Current Transformer (CT) | 66kV | Malur Line line | R | Powergear Ltd | 1998 | 22-Sep-1999 |  | 300-150-75/1-1-1A | 300/1-1-1A |  |  |  |  | In-service
220kV Malur | Current Transformer (CT) | 66kV | Malur Line line | Y | Powergear Ltd | 1998 | 22-Sep-1999 |  | 300-150-75/1-1-1A | 300/1-1-1A |  |  |  |  | In-service
220kV Malur | Current Transformer (CT) | 66kV | Malur Line line | B | Powergear Ltd | 1998 | 22-Sep-1999 |  | 300-150-75/1-1-1A | 300/1-1-1A |  |  |  |  | In-service
220kV Malur | Current Transformer (CT) | 66kV | Masthi Line line | R | Power Switchgear | 1998 | 22-Sep-1999 |  | 300-150-75/1-1-1A | 300/1-1-1A |  |  |  |  | In-service
220kV Malur | Current Transformer (CT) | 66kV | Masthi Line line | Y | Power Switchgear | 1998 | 22-Sep-1999 |  | 300-150-75/1-1-1A | 300/1-1-1A |  |  |  |  | In-service
220kV Malur | Current Transformer (CT) | 66kV | Masthi Line line | B | Power Switchgear | 1998 | 22-Sep-1999 |  | 300-150-75/1-1-1A | 300/1-1-1A |  |  |  |  | In-service
220kV Malur | Current Transformer (CT) | 66kV | Lakkur line line | R | LAMCO | 2017 | 31-Dec-2021 |  | 400-200/1-1-1A | 400/1-1-1A |  |  |  |  | In-service
220kV Malur | Current Transformer (CT) | 66kV | Lakkur line line | Y | LAMCO | 2017 | 31-Dec-2021 |  | 400-200/1-1-1A | 400/1-1-1A |  |  |  |  | In-service
220kV Malur | Current Transformer (CT) | 66kV | Lakkur line line | B | LAMCO | 2017 | 31-Dec-2021 |  | 400-200/1-1-1A | 400/1-1-1A |  |  |  |  | In-service
220kV Malur | Current Transformer (CT) | 66kV | Power TR-1 | R | Powergear Ltd | 2005 | 10-Mar-2006 |  | 1000-600/1-1-1A | 1000/1-1-1A |  |  |  |  | In-service
220kV Malur | Current Transformer (CT) | 66kV | Power TR-1 | Y | Mechanical Engg. | 2024 | 02-Feb-2025 |  | 1000-600/1-1-1A | 1000/1-1-1A |  |  |  |  | In-service
220kV Malur | Current Transformer (CT) | 66kV | Power TR-1 | B | Powergear Ltd | 2005 | 08-Mar-2019 |  | 1000-600/1-1-1A | 1000/1-1-1A |  |  |  |  | In-service
220kV Malur | Current Transformer (CT) | 66kV | 30MVAR Cap Bank-1 | Y | Powergear Ltd | 2001 | 09-Jan-2001 |  | 400-200/1-1-1A | 400/1-1-1A |  |  |  |  | In-service
220kV Malur | Current Transformer (CT) | 66kV | 30MVAR Cap Bank-1 | B | Powergear Ltd | 2001 | 09-Jan-2001 |  | 400-200/1-1-1A | 400/1-1-1A |  |  |  |  | In-service
220kV Malur | Power Transformer | 220/66/11kV | Power |  | TR-1 ABB | 2005 | 10-Mar-2006 | 13024/002 |  |  |  | 100.0 | YNyn0d11 | 10 | In-service
220kV Malur | Power Transformer | 220/66/11kV | Power |  | TR-2 APEX | 1998 | 22-Sep-1999 | T-1035/03 |  |  |  | 100.0 | YNyn0d11 | 9.3 | In-service
220kV Manyatha Tech Park | Current Transformer (CT) | 220kV | Hebbal 220kV BAY line | R | Siemens | 2017 | 20-May-2019 |  | 1200-600/1-1-1-1-1A | 1200/1-1-1-1-1A |  |  |  |  | In-service
220kV Manyatha Tech Park | Current Transformer (CT) | 220kV | Hebbal 220kV BAY line | Y | Siemens | 2017 | 20-May-2019 |  | 1200-600/1-1-1-1-1A | 1200/1-1-1-1-1A |  |  |  |  | In-service
220kV Manyatha Tech Park | Current Transformer (CT) | 220kV | Hebbal 220kV BAY line | B | Siemens | 2017 | 20-May-2019 |  | 1200-600/1-1-1-1-1A | 1200/1-1-1-1-1A |  |  |  |  | In-service
220kV Manyatha Tech Park | Current Transformer (CT) | 220kV | HOODY LINE line | R | Siemens | 2017 | 20-May-2019 |  | 1200-600/1-1-1-1-1A | 1200/1-1-1-1-1A |  |  |  |  | In-service
220kV Manyatha Tech Park | Current Transformer (CT) | 220kV | HOODY LINE line | Y | Siemens | 2017 | 20-May-2019 |  | 1200-600/1-1-1-1-1A | 1200/1-1-1-1-1A |  |  |  |  | In-service
220kV Manyatha Tech Park | Current Transformer (CT) | 220kV | HOODY LINE line | B | Siemens | 2017 | 20-May-2019 |  | 1200-600/1-1-1-1-1A | 1200/1-1-1-1-1A |  |  |  |  | In-service
220kV Manyatha Tech Park | Current Transformer (CT) | 220kV | ITI LINE line | R | Siemens | 2017 | 20-May-2019 |  | 1200-600/1-1-1-1-1A | 1200/1-1-1-1-1A |  |  |  |  | In-service
220kV Manyatha Tech Park | Current Transformer (CT) | 220kV | ITI LINE line | Y | Siemens | 2017 | 20-May-2019 |  | 1200-600/1-1-1-1-1A | 1200/1-1-1-1-1A |  |  |  |  | In-service
220kV Manyatha Tech Park | Current Transformer (CT) | 220kV | ITI LINE line | B | Siemens | 2017 | 20-May-2019 |  | 1200-600/1-1-1-1-1A | 1200/1-1-1-1-1A |  |  |  |  | In-service
220kV Manyatha Tech Park | Current Transformer (CT) | 220kV | 150MVA Power TR-1 | R | Siemens | 2017 | 20-May-2019 |  | 600-300/1-1-1-1-1A | 600/1-1-1-1-1A |  |  |  |  | In-service
220kV Manyatha Tech Park | Current Transformer (CT) | 220kV | 150MVA Power TR-1 | Y | Siemens | 2017 | 20-May-2019 |  | 600-300/1-1-1-1-1A | 600/1-1-1-1-1A |  |  |  |  | In-service
220kV Manyatha Tech Park | Current Transformer (CT) | 220kV | 150MVA Power TR-1 | B | Siemens | 2017 | 20-May-2019 |  | 600-300/1-1-1-1-1A | 600/1-1-1-1-1A |  |  |  |  | In-service
220kV Manyatha Tech Park | Current Transformer (CT) | 220kV | 150MVA Power TR-2 | R | Siemens | 2017 | 20-May-2019 |  | 600-300/1-1-1-1-1A | 600/1-1-1-1-1A |  |  |  |  | In-service
220kV Manyatha Tech Park | Current Transformer (CT) | 220kV | 150MVA Power TR-2 | Y | Siemens | 2017 | 20-May-2019 |  | 600-300/1-1-1-1-1A | 600/1-1-1-1-1A |  |  |  |  | In-service
220kV Manyatha Tech Park | Current Transformer (CT) | 220kV | 150MVA Power TR-2 | B | Siemens | 2017 | 20-May-2019 |  | 600-300/1-1-1-1-1A | 600/1-1-1-1-1A |  |  |  |  | In-service
220kV Manyatha Tech Park | Current Transformer (CT) | 220kV | Bus Coupler | R | Siemens | 2017 | 20-May-2019 |  | 1200-600-300/1-1-1-1-1A | 1200/1-1-1-1-1A |  |  |  |  | In-service
220kV Manyatha Tech Park | Current Transformer (CT) | 220kV | Bus Coupler | Y | Siemens | 2017 | 20-May-2019 |  | 1200-600-300/1-1-1-1-1A | 1200/1-1-1-1-1A |  |  |  |  | In-service
220kV Manyatha Tech Park | Current Transformer (CT) | 220kV | Bus Coupler | B | Siemens | 2017 | 20-May-2019 |  | 1200-600-300/1-1-1-1-1A | 1200/1-1-1-1-1A |  |  |  |  | In-service
220kV Manyatha Tech Park | Current Transformer (CT) | 66kV | ATTUR LINE line | R | Siemens | 2017 | 20-May-2019 |  | 1200-800/1-1-1A | 1200/1-1-1A |  |  |  |  | In-service
220kV Manyatha Tech Park | Current Transformer (CT) | 66kV | ATTUR LINE line | Y | Siemens | 2017 | 20-May-2019 |  | 1200-800/1-1-1A | 1200/1-1-1A |  |  |  |  | In-service
220kV Manyatha Tech Park | Current Transformer (CT) | 66kV | ATTUR LINE line | B | Siemens | 2017 | 20-May-2019 |  | 1200-800/1-1-1A | 1200/1-1-1A |  |  |  |  | In-service
220kV Manyatha Tech Park | Current Transformer (CT) | 66kV | SAHAKARA NAGARA line | R | Siemens | 2017 | 20-May-2019 |  | 1200-800/1-1-1A | 1200/1-1-1A |  |  |  |  | In-service
220kV Manyatha Tech Park | Current Transformer (CT) | 66kV | SAHAKARA NAGARA line | Y | Siemens | 2017 | 20-May-2019 |  | 1200-800/1-1-1A | 1200/1-1-1A |  |  |  |  | In-service
220kV Manyatha Tech Park | Current Transformer (CT) | 66kV | SAHAKARA NAGARA line | B | Siemens | 2017 | 20-May-2019 |  | 1200-800/1-1-1A | 1200/1-1-1A |  |  |  |  | In-service
220kV Manyatha Tech Park | Current Transformer (CT) | 66kV | MANYATHA AIS line | R | Siemens | 2017 | 20-May-2019 |  | 1200-800/1-1-1A | 1200/1-1-1A |  |  |  |  | In-service
220kV Manyatha Tech Park | Current Transformer (CT) | 66kV | MANYATHA AIS line | Y | Siemens | 2017 | 20-May-2019 |  | 1200-800/1-1-1A | 1200/1-1-1A |  |  |  |  | In-service
220kV Manyatha Tech Park | Current Transformer (CT) | 66kV | MANYATHA AIS line | B | Siemens | 2017 | 20-May-2019 |  | 1200-800/1-1-1A | 1200/1-1-1A |  |  |  |  | In-service
220kV Manyatha Tech Park | Current Transformer (CT) | 66kV | SHOBA CITY line | R | Siemens | 2017 | 20-May-2019 |  | 1200-800/1-1-1A | 1200/1-1-1A |  |  |  |  | In-service
220kV Manyatha Tech Park | Current Transformer (CT) | 66kV | SHOBA CITY line | Y | Siemens | 2017 | 20-May-2019 |  | 1200-800/1-1-1A | 1200/1-1-1A |  |  |  |  | In-service
220kV Manyatha Tech Park | Current Transformer (CT) | 66kV | SHOBA CITY line | B | Siemens | 2017 | 20-May-2019 |  | 1200-800/1-1-1A | 1200/1-1-1A |  |  |  |  | In-service
220kV Manyatha Tech Park | Current Transformer (CT) | 66kV | SPARE LINE line | R | Siemens | 2017 | 20-May-2019 |  | 1200-800/1-1-1A | 1200/1-1-1A |  |  |  |  | In-service
220kV Manyatha Tech Park | Current Transformer (CT) | 66kV | SPARE LINE line | Y | Siemens | 2017 | 20-May-2019 |  | 1200-800/1-1-1A | 1200/1-1-1A |  |  |  |  | In-service
220kV Manyatha Tech Park | Current Transformer (CT) | 66kV | SPARE LINE line | B | Siemens | 2017 | 20-May-2019 |  | 1200-800/1-1-1A | 1200/1-1-1A |  |  |  |  | In-service
220kV Manyatha Tech Park | Current Transformer (CT) | 66kV | 150MVA Power TR-1 | R | Siemens | 2017 | 20-May-2019 |  | 1600-1000/1-1-1A | 1600/1-1-1A |  |  |  |  | In-service
220kV Manyatha Tech Park | Current Transformer (CT) | 66kV | 150MVA Power TR-1 | Y | Siemens | 2017 | 20-May-2019 |  | 1600-1000/1-1-1A | 1600/1-1-1A |  |  |  |  | In-service
220kV Manyatha Tech Park | Current Transformer (CT) | 66kV | 150MVA Power TR-1 | B | Siemens | 2017 | 20-May-2019 |  | 1600-1000/1-1-1A | 1600/1-1-1A |  |  |  |  | In-service
220kV Manyatha Tech Park | Current Transformer (CT) | 66kV | 150MVA Power TR-2 | R | Siemens | 2017 | 20-May-2019 |  | 1600-1000/1-1-1A | 1600/1-1-1A |  |  |  |  | In-service
220kV Manyatha Tech Park | Current Transformer (CT) | 66kV | 150MVA Power TR-2 | Y | Siemens | 2017 | 20-May-2019 |  | 1600-1000/1-1-1A | 1600/1-1-1A |  |  |  |  | In-service
220kV Manyatha Tech Park | Current Transformer (CT) | 66kV | 150MVA Power TR-2 | B | Siemens | 2017 | 20-May-2019 |  | 1600-1000/1-1-1A | 1600/1-1-1A |  |  |  |  | In-service
220kV Manyatha Tech Park | Current Transformer (CT) | 66kV | Bus Coupler | R | Siemens | 2017 | 20-May-2019 |  | 1600-1000/1-1-1A | 1600/1-1-1A |  |  |  |  | In-service
220kV Manyatha Tech Park | Current Transformer (CT) | 66kV | Bus Coupler | Y | Siemens | 2017 | 20-May-2019 |  | 1600-1000/1-1-1A | 1600/1-1-1A |  |  |  |  | In-service
220kV Manyatha Tech Park | Current Transformer (CT) | 66kV | Bus Coupler | B | Siemens | 2017 | 20-May-2019 |  | 1600-1000/1-1-1A | 1600/1-1-1A |  |  |  |  | In-service
220kV Manyatha Tech Park | Power Transformer | 66/11kV | 150MVA Power TR-2 GE T&D India Limited 150.0 220/66/11kV YNyn0d11 14.6 2017 20-May-2019 In-service 31125 |  | 3 31.5MVA Power TR-1 Indotech Transformers Ltd | 2017 | 20-May-2019 | ITK-53552 |  |  |  | 31.5 | Dyn11 | 12.5 | In-service
220kV Manyatha Tech Park | Power Transformer | 66/11kV | 31.5MVA |  | Power TR-2 Indotech Transformers Ltd | 2017 | 20-May-2019 | ITK53553 |  |  |  | 31.5 | Dyn11 | 12.5 | In-service
220kV Manyatha Tech Park | Power Transformer | 66/11kV | 31.5MVA |  | Power TR-3 Indotech Transformers Ltd | 2017 | 20-May-2019 | ITK-53554 |  |  |  | 31.5 | Dyn11 | 12.5 | In-service
220kV Manyatha Tech Park | Power Transformer | 66/11kV | 31.5MVA |  | Power TR-4 Indotech Transformers Ltd | 2017 | 20-May-2019 | ITK/53555 |  |  |  | 31.5 | Dyn11 | 12.5 | In-service
220kV NRS Rajajinagar | Current Transformer (CT) | 220kV | Peenya line | R | CGL | 1996 | 01-Jun-1998 |  | 1200-600-300/1-1-1-1-1A | 600/1-1-1-1-1A |  |  |  |  | In-service
220kV NRS Rajajinagar | Current Transformer (CT) | 220kV | Peenya line | Y | CGL | 1996 | 01-Jun-1998 |  | 1200-600-300/1-1-1-1-1A | 600/1-1-1-1-1A |  |  |  |  | In-service
220kV NRS Rajajinagar | Current Transformer (CT) | 220kV | Peenya line | B | CGL | 1996 | 01-Jun-1998 |  | 1200-600-300/1-1-1-1-1A | 600/1-1-1-1-1A |  |  |  |  | In-service
220kV NRS Rajajinagar | Current Transformer (CT) | 220kV | Anand Rao circle line | R | AREVA | 2006 | 26-May-2010 |  | 800-400/1-1-1-1-1A | 800/1-1-1-1-1A |  |  |  |  | In-service
220kV NRS Rajajinagar | Current Transformer (CT) | 220kV | Anand Rao circle line | Y | AREVA | 2006 | 26-May-2010 |  | 800-400/1-1-1-1-1A | 800/1-1-1-1-1A |  |  |  |  | In-service
220kV NRS Rajajinagar | Current Transformer (CT) | 220kV | Anand Rao circle line | B | AREVA | 2006 | 26-May-2010 |  | 800-400/1-1-1-1-1A | 800/1-1-1-1-1A |  |  |  |  | In-service
220kV NRS Rajajinagar | Current Transformer (CT) | 66kV | SRS2 (Mahalakshmi Layout) | B | Sri Venkateshwara | 1998 | 19-Dec-2000 |  | 400-200/1-1-1A | 400/1-1-1A |  |  |  |  | In-service
220kV NRS Rajajinagar | Current Transformer (CT) | 66kV | A2 line | R | Powergear Ltd | 1998 | 26-Dec-2000 |  | 400-200/1-1-1A | 400/1-1-1A |  |  |  |  | In-service
220kV NRS Rajajinagar | Current Transformer (CT) | 66kV | A2 line | B | Powergear Ltd | 1998 | 26-Dec-2000 |  | 400-200/1-1-1A | 400/1-1-1A |  |  |  |  | In-service
220kV NRS Rajajinagar | Current Transformer (CT) | 220kV | 100MVA Power TR-1 | R | CGL | 1996 | 27-May-2007 |  | 1200-600-300/1-1-1-1-1A | 600/1-1-1-1-1A |  |  |  |  | In-service
220kV NRS Rajajinagar | Current Transformer (CT) | 220kV | 100MVA Power TR-1 | Y | CGL | 1996 | 27-May-2007 |  | 1200-600-300/1-1-1-1-1A | 600/1-1-1-1-1A |  |  |  |  | In-service
220kV NRS Rajajinagar | Current Transformer (CT) | 220kV | 100MVA Power TR-1 | B | CGL | 1996 | 27-May-2007 |  | 1200-600-300/1-1-1-1-1A | 600/1-1-1-1-1A |  |  |  |  | In-service
220kV NRS Rajajinagar | Current Transformer (CT) | 220kV | 100MVA Power TR-2 | R | CGL | 1996 | 05-Jun-1998 |  | 1200-600-300/1-1-1-1-1A | 600/1-1-1-1-1A |  |  |  |  | In-service
220kV NRS Rajajinagar | Current Transformer (CT) | 220kV | 100MVA Power TR-2 | Y | CGL | 1996 | 05-Jun-1998 |  | 1200-600-300/1-1-1-1-1A | 600/1-1-1-1-1A |  |  |  |  | In-service
220kV NRS Rajajinagar | Current Transformer (CT) | 220kV | 100MVA Power TR-2 | B | CGL | 1996 | 05-Jun-1998 |  | 1200-600-300/1-1-1-1-1A | 600/1-1-1-1-1A |  |  |  |  | In-service
220kV NRS Rajajinagar | Current Transformer (CT) | 66kV | 100MVA Power TR-1 | R | LAMCO | 2014 | 19-Feb-2019 |  | 1600-1000/1-1-1A | 1000/1-1-1A |  |  |  |  | In-service
220kV NRS Rajajinagar | Current Transformer (CT) | 66kV | 100MVA Power TR-1 | Y | LAMCO | 2014 | 19-Feb-2019 |  | 1600-1000/1-1-1A | 1000/1-1-1A |  |  |  |  | In-service
220kV NRS Rajajinagar | Current Transformer (CT) | 66kV | 100MVA Power TR-1 | B | LAMCO | 2014 | 19-Feb-2019 |  | 1600-1000/1-1-1A | 1000/1-1-1A |  |  |  |  | In-service
220kV NRS Rajajinagar | Current Transformer (CT) | 66kV | 20MVA Power TR-1 | R | Powergear Ltd | 1998 | 05-Jul-1998 |  | 300-150-75/1-1-1A | 300/1-1-1A |  |  |  |  | In-service
220kV NRS Rajajinagar | Current Transformer (CT) | 66kV | 20MVA Power TR-1 | Y | Powergear Ltd | 1998 | 05-Jul-1998 |  | 300-150/1-1-1A | 300/1-1-1A |  |  |  |  | In-service
220kV NRS Rajajinagar | Current Transformer (CT) | 66kV | 20MVA Power TR-1 | B | Powergear Ltd | 1998 | 05-Jul-1998 |  | 300-150-75/1-1-1A | 300/1-1-1A |  |  |  |  | In-service
220kV NRS Rajajinagar | Current Transformer (CT) | 66kV | 20MVA Power TR-4 | R | Powergear Ltd | 1998 | 14-Sep-1998 |  | 300-150-75/1-1-1A | 300/1-1-1A |  |  |  |  | In-service
220kV NRS Rajajinagar | Current Transformer (CT) | 66kV | 20MVA Power TR-4 | Y | Powergear Ltd | 1998 | 14-Sep-1998 |  | 300-150-75/1-1-1A | 300/1-1-1A |  |  |  |  | In-service
220kV NRS Rajajinagar | Current Transformer (CT) | 66kV | 20MVA Power TR-4 | B | Powergear Ltd | 1998 | 14-Sep-1998 |  | 300-150-75/1-1-1A | 300/1-1-1A |  |  |  |  | In-service
220kV NRS Rajajinagar | Current Transformer (CT) | 66kV | 20MVAR Cap Bank-1 | Y | NNP (No name plate) | 1984 | 21-Jun-1984 |  | 600-400-200-100/1-1-1A | 200/1-1-1A |  |  |  |  | In-service
220kV NRS Rajajinagar | Current Transformer (CT) | 66kV | 20MVAR Cap Bank-1 | B | NNP (No name plate) | 1984 | 21-Jun-1984 |  | 600-400-200-100/1-1-1A | 200/1-1-1A |  |  |  |  | In-service
220kV NRS Rajajinagar | Current Transformer (CT) | 11kV | Bank-5 | R | AREVA | 2007 | 15-Sep-2008 |  | 2000-1200/1-1-1A | 2000/1-1-1A |  |  |  |  | In-service
220kV NRS Rajajinagar | Current Transformer (CT) | 11kV | Bank-5 | Y | AREVA | 2007 | 15-Sep-2008 |  | 2000-1200/1-1-1A | 2000/1-1-1A |  |  |  |  | In-service
220kV NRS Rajajinagar | Current Transformer (CT) | 11kV | Bank-5 | B | AREVA | 2007 | 15-Sep-2008 |  | 2000-1200/1-1-1A | 2000/1-1-1A |  |  |  |  | In-service
220kV NRS Rajajinagar | Current Transformer (CT) | 11kV | Bank-5(A) | R | AREVA | 2007 | 15-Sep-2008 |  | 2000-1200/1-1-1A | 2000/1-1-1A |  |  |  |  | In-service
220kV NRS Rajajinagar | Current Transformer (CT) | 11kV | Bank-5(A) | Y | AREVA | 2007 | 15-Sep-2008 |  | 2000-1200/1-1-1A | 2000/1-1-1A |  |  |  |  | In-service
220kV NRS Rajajinagar | Current Transformer (CT) | 11kV | Bank-5(A) | B | AREVA | 2007 | 15-Sep-2008 |  | 2000-1200/1-1-1A | 2000/1-1-1A |  |  |  |  | In-service
220kV NRS Rajajinagar | Current Transformer (CT) | 11kV | F4-DEVAIAH PARK | R | Instrans | 2006 | 27-Sep-2006 |  | 400-200/1-1A | 200/1-1A |  |  |  |  | In-service
220kV NRS Rajajinagar | Current Transformer (CT) | 11kV | F4-DEVAIAH PARK | Y | Instrans | 2006 | 27-Sep-2006 |  | 400-200/1-1A | 200/1-1A |  |  |  |  | In-service
220kV NRS Rajajinagar | Current Transformer (CT) | 11kV | F4-DEVAIAH PARK | B | Instrans | 2006 | 27-Sep-2006 |  | 400-200/1-1A | 200/1-1A |  |  |  |  | In-service
220kV NRS Rajajinagar | Current Transformer (CT) | 11kV | F10-SUBRAMANIYA NAGAR | R | Instrans | 2006 | 27-Sep-2006 |  | 400-200/1-1A | 200/1-1A |  |  |  |  | In-service
220kV NRS Rajajinagar | Current Transformer (CT) | 11kV | F10-SUBRAMANIYA NAGAR | Y | Instrans | 2006 | 27-Sep-2006 |  | 400-200/1-1A | 200/1-1A |  |  |  |  | In-service
220kV NRS Rajajinagar | Current Transformer (CT) | 11kV | F10-SUBRAMANIYA NAGAR | B | Instrans | 2006 | 27-Sep-2006 |  | 400-200/1-1A | 200/1-1A |  |  |  |  | In-service
220kV NRS Rajajinagar | Current Transformer (CT) | 11kV | F13-R R RMU 6th Block , W3 | Y | Satlore Transformer | 2022 | 18-Jul-2022 |  | 400-200/1-1A | 400/1-1A |  |  |  |  | In-service
220kV NRS Rajajinagar | Current Transformer (CT) | 11kV | F20-ESI | R | Instrans | 2006 | 27-Sep-2006 |  | 400-200/1-1A | 400/1-1A |  |  |  |  | In-service
220kV NRS Rajajinagar | Current Transformer (CT) | 11kV | F20-ESI | Y | Instrans | 2006 | 27-Sep-2006 |  | 400-200/1-1A | 400/1-1A |  |  |  |  | In-service
220kV NRS Rajajinagar | Current Transformer (CT) | 11kV | F20-ESI | B | Instrans | 2006 | 27-Sep-2006 |  | 400-200/1-1A | 400/1-1A |  |  |  |  | In-service
220kV NRS Rajajinagar | Current Transformer (CT) | 11kV | F24-INDUSRIAL ESTATE | Y | Instrans | 2006 | 27-Sep-2006 |  | 400-200/1-1A | 400/1-1A |  |  |  |  | In-service
220kV NRS Rajajinagar | Current Transformer (CT) | 11kV | F24-INDUSRIAL ESTATE | B | Instrans | 2006 | 27-Sep-2006 |  | 400-200/1-1A | 400/1-1A |  |  |  |  | In-service
220kV NRS Rajajinagar | Current Transformer (CT) | 11kV | F30-MAGADI ROAD | R | Instrans | 2007 | 27-Sep-2007 |  | 400-200/1-1A | 400/1-1A |  |  |  |  | In-service
220kV NRS Rajajinagar | Current Transformer (CT) | 11kV | F30-MAGADI ROAD | Y | Instrans | 2007 | 26-Jan-2019 |  | 400-200/1-1A | 400/1-1A |  |  |  |  | In-service
220kV NRS Rajajinagar | Current Transformer (CT) | 11kV | F30-MAGADI ROAD | B | Instrans | 2007 | 27-Sep-2007 |  | 400-200/1-1A | 400/1-1A |  |  |  |  | In-service
220kV NRS Rajajinagar | Potential Transformer (PT) | 220kV | Main Bus | R | Mehru Electrical & Mechanical Engg. Ltd | 2017 | 18-Feb-2017 |  |  |  | 220kV/110V-110V-110V |  |  |  | In-service
220kV NRS Rajajinagar | Potential Transformer (PT) | 220kV | Main Bus | B | Mehru Electrical & Mechanical Engg. Ltd | 2017 | 18-Feb-2017 |  |  |  | 220kV/110V-110V-110V |  |  |  | In-service
220kV NRS Rajajinagar | Current Transformer (CT) | 66kV | A2 line | R | Powergear Ltd | 1998 | 26-Dec-2000 |  | 400-200/1-1-1A | 400/1-1-1A |  |  |  |  | In-service
220kV NRS Rajajinagar | Current Transformer (CT) | 66kV | A2 line | B | Powergear Ltd | 1998 | 26-Dec-2000 |  | 400-200/1-1-1A | 400/1-1-1A |  |  |  |  | In-service
220kV NRS Rajajinagar | Current Transformer (CT) | 66kV | 100MVA Power TR-1 | R | LAMCO | 2014 | 19-Feb-2019 |  | 1600-1000/1-1-1A | 1000/1-1-1A |  |  |  |  | In-service
220kV NRS Rajajinagar | Current Transformer (CT) | 66kV | 100MVA Power TR-1 | Y | LAMCO | 2014 | 19-Feb-2019 |  | 1600-1000/1-1-1A | 1000/1-1-1A |  |  |  |  | In-service
220kV NRS Rajajinagar | Current Transformer (CT) | 66kV | 100MVA Power TR-1 | B | LAMCO | 2014 | 19-Feb-2019 |  | 1600-1000/1-1-1A | 1000/1-1-1A |  |  |  |  | In-service
220kV NRS Rajajinagar | Current Transformer (CT) | 66kV | 20MVA Power TR-1 | R | Powergear Ltd | 1998 | 05-Jul-1998 |  | 300-150-75/1-1-1A | 300/1-1-1A |  |  |  |  | In-service
220kV NRS Rajajinagar | Current Transformer (CT) | 66kV | 20MVA Power TR-1 | Y | Powergear Ltd | 1998 | 05-Jul-1998 |  | 300-150/1-1-1A | 300/1-1-1A |  |  |  |  | In-service
220kV NRS Rajajinagar | Current Transformer (CT) | 66kV | 20MVA Power TR-1 | B | Powergear Ltd | 1998 | 05-Jul-1998 |  | 300-150-75/1-1-1A | 300/1-1-1A |  |  |  |  | In-service
220kV NRS Rajajinagar | Current Transformer (CT) | 66kV | 20MVA Power TR-4 | R | Powergear Ltd | 1998 | 14-Sep-1998 |  | 300-150-75/1-1-1A | 300/1-1-1A |  |  |  |  | In-service
220kV NRS Rajajinagar | Current Transformer (CT) | 66kV | 20MVA Power TR-4 | Y | Powergear Ltd | 1998 | 14-Sep-1998 |  | 300-150-75/1-1-1A | 300/1-1-1A |  |  |  |  | In-service
220kV NRS Rajajinagar | Current Transformer (CT) | 66kV | 20MVA Power TR-4 | B | Powergear Ltd | 1998 | 14-Sep-1998 |  | 300-150-75/1-1-1A | 300/1-1-1A |  |  |  |  | In-service
220kV NRS Rajajinagar | Current Transformer (CT) | 66kV | 20MVAR Cap Bank-1 | Y | NNP (No name plate) | 1984 | 21-Jun-1984 |  | 600-400-200-100/1-1-1A | 200/1-1-1A |  |  |  |  | In-service
220kV NRS Rajajinagar | Current Transformer (CT) | 66kV | 20MVAR Cap Bank-1 | B | NNP (No name plate) | 1984 | 21-Jun-1984 |  | 600-400-200-100/1-1-1A | 200/1-1-1A |  |  |  |  | In-service
220kV NRS Rajajinagar | Potential Transformer (PT) | 66kV | Main Bus | R | Automatic Electric Ltd | 1998 | 01-Jun-1998 |  |  |  | 66kV/110V-110V-110V |  |  |  | In-service
220kV NRS Rajajinagar | Potential Transformer (PT) | 66kV | Main Bus | Y | Automatic Electric Ltd | 1998 | 01-Jun-1998 |  |  |  | 66kV/110V-110V-110V |  |  |  | In-service
220kV NRS Rajajinagar | Potential Transformer (PT) | 66kV | Main Bus | B | Automatic Electric Ltd | 1998 | 01-Jun-1998 |  |  |  | 66kV/110V-110V-110V |  |  |  | In-service
220kV NRS Rajajinagar | Potential Transformer (PT) | 66kV | Bus-2/Transfer Bus | R | Universal Magnoflux (UMF) | 2004 | 01-Jun-2004 |  |  |  | 66kV/110V-110V-110V |  |  |  | In-service
220kV NRS Rajajinagar | Potential Transformer (PT) | 66kV | Bus-2/Transfer Bus | Y | Universal Magnoflux (UMF) | 2004 | 01-Jun-2004 |  |  |  | 66kV/110V-110V-110V |  |  |  | In-service
220kV NRS Rajajinagar | Potential Transformer (PT) | 66kV | Bus-2/Transfer Bus | B | Universal Magnoflux (UMF) | 2004 | 01-Jun-2004 |  |  |  | 66kV/110V-110V-110V |  |  |  | In-service
220kV NRS Rajajinagar | Power Transformer | 220/66/11kV | 100MVA |  | Power TR-1 ABB | 2007 | 18-Oct-2007 | 13044-005 |  |  |  | 100.0 | YNyn0d11 | 9.8 | In-service
220kV NRS Rajajinagar | Power Transformer | 220/66/11kV | 100MVA |  | Power TR-2 NGEF | 1997 | 05-Jun-1998 | 6800000168 |  |  |  | 100.0 | YNyn0d11 | 12.1 | In-service
220kV NRS Rajajinagar | Power Transformer | 66/11kV | 20MVA |  | Power TR-1 NGEF | 1995 | 05-Jul-1996 | 2800055500 |  |  |  | 20.0 | Dyn11 |  | In-service
220kV NRS Rajajinagar | Power Transformer | 66/11kV | 20MVA |  | Power TR-2 NGEF | 1995 | 31-Oct-1995 | 2800055501 |  |  |  | 20.0 | Dyn11 |  | In-service
220kV NRS Rajajinagar | Power Transformer | 66/11kV | 20MVA |  | Power TR-3 NGEF | 1997 | 01-Mar-1998 | 2800056329 |  |  |  | 20.0 | Dyn11 |  | In-service
220kV NRS Rajajinagar | Power Transformer | 66/11kV | 20MVA |  | Power TR-4 NGEF | 1998 | 14-Sep-1998 | 2800056681 |  |  |  | 20.0 | Dyn11 |  | In-service
220kV NRS Rajajinagar | Power Transformer | 66/11kV | 31.5MVA |  | Power TR-5 ECE Industries Limited | 2025 | 29-Aug-2025 | S-87874 |  |  |  | 31.5 | Dyn11 | 12.5 | In-service
220kV Sarjapura | Current Transformer (CT) | 220kV | Malur line-1 line | R | ABB | 2008 | 31-Mar-2009 |  | 800-600-400-300/1-1-1-1-1A | 800/1-1-1-1-1A |  |  |  |  | In-service
220kV Sarjapura | Current Transformer (CT) | 220kV | Malur line-1 line | Y | ABB | 2008 | 31-Mar-2009 |  | 800-600-400-300/1-1-1-1-1A | 800/1-1-1-1-1A |  |  |  |  | In-service
220kV Sarjapura | Current Transformer (CT) | 220kV | Malur line-1 line | B | ABB | 2008 | 31-Mar-2009 |  | 800-600-400-300/1-1-1-1-1A | 800/1-1-1-1-1A |  |  |  |  | In-service
220kV Sarjapura | Current Transformer (CT) | 220kV | Malur line-2 line | R | ABB | 2008 | 31-Mar-2009 |  | 800-600-400-300/1-1-1-1-1A | 800/1-1-1-1-1A |  |  |  |  | In-service
220kV Sarjapura | Current Transformer (CT) | 220kV | Malur line-2 line | Y | ABB | 2008 | 31-Mar-2009 |  | 800-600-400-300/1-1-1-1-1A | 800/1-1-1-1-1A |  |  |  |  | In-service
220kV Sarjapura | Current Transformer (CT) | 220kV | Malur line-2 line | B | ABB | 2008 | 31-Mar-2009 |  | 800-600-400-300/1-1-1-1-1A | 800/1-1-1-1-1A |  |  |  |  | In-service
220kV Sarjapura | Current Transformer (CT) | 220kV | 100MVA Power TR-1 | R | ABB | 2008 | 11-May-2009 |  | 800-600-400-300/1-1-1-1-1A | 300/1-1-1-1-1A |  |  |  |  | In-service
220kV Sarjapura | Current Transformer (CT) | 220kV | 100MVA Power TR-1 | Y | ABB | 2008 | 11-May-2009 |  | 800-600-400-300/1-1-1-1-1A | 300/1-1-1-1-1A |  |  |  |  | In-service
220kV Sarjapura | Current Transformer (CT) | 220kV | 100MVA Power TR-1 | B | ABB | 2008 | 11-May-2009 |  | 800-600-400-300/1-1-1-1-1A | 300/1-1-1-1-1A |  |  |  |  | In-service
220kV Sarjapura | Current Transformer (CT) | 220kV | 100MVA Power TR-2 | R | ABB | 2008 | 19-Jul-2010 |  | 800-600-400-300/1-1-1-1-1A | 300/1-1-1-1-1A |  |  |  |  | In-service
220kV Sarjapura | Current Transformer (CT) | 220kV | 100MVA Power TR-2 | Y | ABB | 2008 | 19-Jul-2010 |  | 800-600-400-300/1-1-1-1-1A | 300/1-1-1-1-1A |  |  |  |  | In-service
220kV Sarjapura | Current Transformer (CT) | 220kV | 100MVA Power TR-2 | B | ABB | 2008 | 19-Jul-2010 |  | 800-600-400-300/1-1-1-1-1A | 300/1-1-1-1-1A |  |  |  |  | In-service
220kV Sarjapura | Current Transformer (CT) | 220kV | Bus Coupler | R | ABB | 2008 | 31-Mar-2009 |  | 800-600-400-300/1-1-1-1-1A | 800/1-1-1-1-1A |  |  |  |  | In-service
220kV Sarjapura | Current Transformer (CT) | 220kV | Bus Coupler | Y | ABB | 2008 | 31-Mar-2009 |  | 800-600-400-300/1-1-1-1-1A | 800/1-1-1-1-1A |  |  |  |  | In-service
220kV Sarjapura | Current Transformer (CT) | 220kV | Bus Coupler | B | ABB | 2008 | 31-Mar-2009 |  | 800-600-400-300/1-1-1-1-1A | 800/1-1-1-1-1A |  |  |  |  | In-service
220kV Sarjapura | Potential Transformer (PT) | 220kV | Bus-1/Main Bus | R | Mehru Electrical & Mechanical Engg. Ltd | 2008 | 31-Mar-2009 |  |  |  | 220kV/110V-110V-110V |  |  |  | In-service
220kV Sarjapura | Potential Transformer (PT) | 220kV | Bus-1/Main Bus | B | Mehru Electrical & Mechanical Engg. Ltd | 2008 | 31-Mar-2009 |  |  |  | 220kV/110V-110V-110V |  |  |  | In-service
220kV Sarjapura | Potential Transformer (PT) | 220kV | Bus-2/Transfer Bus | Y | Mehru Electrical & Mechanical Engg. Ltd | 2008 | 31-Mar-2009 |  |  |  | 220kV/110V-110V-110V |  |  |  | In-service
220kV Sarjapura | Current Transformer (CT) | 66kV | Chandapura line | R | LAMCO | 2008 | 01-Oct-2016 |  | 800-600-400-200/1-1-1A | 400/1-1-1A |  |  |  |  | In-service
220kV Sarjapura | Current Transformer (CT) | 66kV | Chandapura line | Y | LAMCO | 2008 | 01-Oct-2016 |  | 800-600-400-200/1-1-1A | 400/1-1-1A |  |  |  |  | In-service
220kV Sarjapura | Current Transformer (CT) | 66kV | Chandapura line | B | LAMCO | 2008 | 01-Oct-2016 |  | 800-600-400-200/1-1-1A | 400/1-1-1A |  |  |  |  | In-service
220kV Sarjapura | Current Transformer (CT) | 66kV | Dommasandra line | R | LAMCO | 2008 | 30-Sep-2016 |  | 800-600-400-200/1-1-1A | 400/1-1-1A |  |  |  |  | In-service
220kV Sarjapura | Current Transformer (CT) | 66kV | Dommasandra line | Y | LAMCO | 2008 | 30-Sep-2016 |  | 800-600-400-200/1-1-1A | 400/1-1-1A |  |  |  |  | In-service
220kV Sarjapura | Current Transformer (CT) | 66kV | Dommasandra line | B | LAMCO | 2008 | 30-Sep-2016 |  | 800-600-400-200/1-1-1A | 400/1-1-1A |  |  |  |  | In-service
220kV Sarjapura | Current Transformer (CT) | 66kV | 100MVA Power TR-1 | R | LAMCO | 2008 | 11-May-2009 |  | 1600-1000/1-1-1A | 1000/1-1-1A |  |  |  |  | In-service
220kV Sarjapura | Current Transformer (CT) | 66kV | 100MVA Power TR-1 | Y | LAMCO | 2008 | 11-May-2009 |  | 1600-1000/1-1-1A | 1000/1-1-1A |  |  |  |  | In-service
220kV Sarjapura | Current Transformer (CT) | 66kV | 100MVA Power TR-1 | B | LAMCO | 2008 | 11-May-2009 |  | 1600-1000/1-1-1A | 1000/1-1-1A |  |  |  |  | In-service
220kV Sarjapura | Current Transformer (CT) | 66kV | 100MVA Power TR-2 | R | LAMCO | 2008 | 19-Jul-2010 |  | 1600-1000/1-1-1A | 1000/1-1-1A |  |  |  |  | In-service
220kV Sarjapura | Current Transformer (CT) | 66kV | 100MVA Power TR-2 | Y | LAMCO | 2008 | 19-Jul-2010 |  | 1600-1000/1-1-1A | 1000/1-1-1A |  |  |  |  | In-service
220kV Sarjapura | Current Transformer (CT) | 66kV | 100MVA Power TR-2 | B | LAMCO | 2008 | 19-Jul-2010 |  | 1600-1000/1-1-1A | 1000/1-1-1A |  |  |  |  | In-service
220kV Sarjapura | Current Transformer (CT) | 66kV | Bus Coupler | R | LAMCO | 2008 | 31-Mar-2009 |  | 1600-1200/1-1-1A | 1600/1-1-1A |  |  |  |  | In-service
220kV Sarjapura | Current Transformer (CT) | 66kV | Bus Coupler | Y | LAMCO | 2008 | 31-Mar-2009 |  | 1600-1200/1-1-1A | 1600/1-1-1A |  |  |  |  | In-service
220kV Sarjapura | Current Transformer (CT) | 66kV | Bus Coupler | B | LAMCO | 2008 | 31-Mar-2009 |  | 1600-1200/1-1-1A | 1600/1-1-1A |  |  |  |  | In-service
220kV Sarjapura | Potential Transformer (PT) | 66kV | Bus-1/Main Bus | R | Vidyuth Controls Systems Pvt Ltd | 2022 | 22-Jan-2023 |  |  |  | 66kV/110V-110V-110V |  |  |  | In-service
220kV Sarjapura | Potential Transformer (PT) | 66kV | Bus-1/Main Bus | Y | Vidyuth Controls Systems Pvt Ltd | 2022 | 22-Jan-2022 |  |  |  | 66kV/110V-110V-110V |  |  |  | In-service
220kV Sarjapura | Potential Transformer (PT) | 66kV | Bus-1/Main Bus | B | Vidyuth Controls Systems Pvt Ltd | 2022 | 22-Jan-2022 |  |  |  | 66kV/110V-110V-110V |  |  |  | In-service
220kV Sarjapura | Potential Transformer (PT) | 66kV | Bus-2/Transfer Bus | R | LAMCO | 2008 | 19-Jul-2010 |  |  |  | 66kV/110V-110V-110V |  |  |  | In-service
220kV Sarjapura | Potential Transformer (PT) | 66kV | Bus-2/Transfer Bus | Y | LAMCO | 2008 | 19-Jul-2010 |  |  |  | 66kV/110V-110V-110V |  |  |  | In-service
220kV Sarjapura | Potential Transformer (PT) | 66kV | Bus-2/Transfer Bus | B | LAMCO | 2008 | 19-Jul-2010 |  |  |  | 66kV/110V-110V-110V |  |  |  | In-service
220kV Sarjapura | Power Transformer | 220/66/11kV | 100MVA |  | Power TR-1 AREVA | 2007 | 11-May-2009 | B-30099 |  |  |  | 100.0 | YNyn0d11 | 9.8 | In-service
220kV Sarjapura | Power Transformer | 66/11kV | 100MVA Power TR-2 EMCO 100.0 220/66/11kV YNyn0d11 10.1 2007 19-Jul-2010 In-service 1713/12775 |  | 3 20MVA Power TR-1 Victory Electricals Ltd | 2011 | 17-May-2023 | 4-0049/01 |  |  |  | 20.0 | Dyn11 | 9.3 | In-service
220kV Sarjapura | Power Transformer | 66/11kV | 20MVA |  | Power TR-2 IMP Powers Ltd | 2016 | 04-Oct-2017 | PT-7769 |  |  |  | 20.0 | Dyn11 | 10 | In-service
400kV DHP | Current Transformer (CT) | 220kV | Power TR-3 | R | Siemens | 2019 | 24-Sep-2020 |  | 1600-800/1-1-1-1-1A | 1600/1-1-1-1-1A |  |  |  |  | In-service
400kV DHP | Current Transformer (CT) | 220kV | Power TR-3 | Y | Siemens | 2019 | 24-Sep-2020 |  | 1600-800/1-1-1-1-1A | 1600/1-1-1-1-1A |  |  |  |  | In-service
400kV DHP | Current Transformer (CT) | 220kV | Power TR-3 | B | Siemens | 2019 | 24-Sep-2020 |  | 1600-800/1-1-1-1-1A | 1600/1-1-1-1-1A |  |  |  |  | In-service
400kV DHP | Potential Transformer (PT) | 220kV | Main Bus-2 | R | Siemens | 2019 | 24-Sep-2020 |  |  |  | 220kV/110V-110V |  |  |  | In-service
400kV DHP | Potential Transformer (PT) | 220kV | Main Bus-2 | Y | Siemens | 2019 | 24-Sep-2020 |  |  |  | 220kV/110V-110V |  |  |  | In-service
400kV DHP | Potential Transformer (PT) | 220kV | Main Bus-2 | B | Siemens | 2019 | 24-Sep-2020 |  |  |  | 220kV/110V-110V |  |  |  | In-service
400kV DHP | Current Transformer (CT) | 400kV | B404-Nelamangala line | R | Hyosung Corporation, Korea | 2019 | 13-Nov-2020 |  | 3000-2000-1000/1-1-1-1-1A | 2000/1-1-1-1-1A |  |  |  |  | In-service
400kV DHP | Current Transformer (CT) | 400kV | B404-Nelamangala line | B | Hyosung Corporation, Korea | 2019 | 13-Nov-2020 |  | 3000-2000-1000/1-1-1-1-1A | 2000/1-1-1-1-1A |  |  |  |  | In-service
400kV DHP | Current Transformer (CT) | 400kV | B407-PAVAGADA-1 line | Y | Hyosung Corporation, Korea | 2019 | 17-Feb-2021 |  | 3000-2000-1000/1-1-1-1-1A | 2000/1-1-1-1-1A |  |  |  |  | In-service
400kV DHP | Current Transformer (CT) | 400kV | B412- SINGANAYAKANAHALLI line | R | Hyosung Corporation, Korea | 2019 | 17-Nov-2020 |  | 3000-2000-1000/1-1-1-1-1A | 2000/1-1-1-1-1A |  |  |  |  | In-service
400kV DHP | Current Transformer (CT) | 400kV | B412- SINGANAYAKANAHALLI line | B | Hyosung Corporation, Korea | 2019 | 17-Nov-2020 |  | 3000-2000-1000/1-1-1-1-1A | 2000/1-1-1-1-1A |  |  |  |  | In-service
400kV DHP | Current Transformer (CT) | 400kV | B415-PAVAGADA-2 line | Y | Hyosung Corporation, Korea | 2019 | 17-Feb-2021 |  | 3000-2000-1000/1-1-1-1-1A | 2000/1-1-1-1-1A |  |  |  |  | In-service
400kV DHP | Current Transformer (CT) | 400kV | B417-HOODY-2 line | B | Hyosung Corporation, Korea | 2019 | 23-Sep-2020 |  | 3000-2000-1000/1-1-1-1-1A | 2000/1-1-1-1-1A |  |  |  |  | In-service
400kV DHP | Current Transformer (CT) | 400kV | B418-HOODY-1 line | Y | Hyosung Corporation, Korea | 2019 | 23-Sep-2020 |  | 3000-2000-1000/1-1-1-1-1A | 2000/1-1-1-1-1A |  |  |  |  | In-service
400kV DHP | Current Transformer (CT) | 400kV | B405- Tie-2 line | R | Hyosung Corporation, Korea | 2019 | 13-Nov-2020 |  | 3000-2000-1000/1-1-1-1-1A | 2000/1-1-1-1-1A |  |  |  |  | In-service
400kV DHP | Current Transformer (CT) | 400kV | B405- Tie-2 line | Y | Hyosung Corporation, Korea | 2019 | 13-Nov-2020 |  | 2000-1000-500/1-1-1-1-1A | 2000/1-1-1-1-1A |  |  |  |  | In-service
400kV DHP | Current Transformer (CT) | 400kV | B405- Tie-2 line | B | Hyosung Corporation, Korea | 2019 | 13-Nov-2020 |  | 3000-2000-1000/1-1-1-1-1A | 2000/1-1-1-1-1A |  |  |  |  | In-service
400kV DHP | Current Transformer (CT) | 400kV | B408- Tie-3 line | R | Hyosung Corporation, Korea | 2019 | 17-Mar-2021 |  | 2000-1000-500/1-1-1-1-1A | 2000/1-1-1-1-1A |  |  |  |  | In-service
400kV DHP | Current Transformer (CT) | 400kV | B408- Tie-3 line | Y | Hyosung Corporation, Korea | 2019 | 17-Mar-2021 |  | 2000-1000-500/1-1-1-1-1A | 2000/1-1-1-1-1A |  |  |  |  | In-service
400kV DHP | Current Transformer (CT) | 400kV | B408- Tie-3 line | B | Hyosung Corporation, Korea | 2019 | 17-Mar-2021 |  | 2000-1000-500/1-1-1-1-1A | 2000/1-1-1-1-1A |  |  |  |  | In-service
400kV DHP | Current Transformer (CT) | 400kV | B413- Tie-4 line | Y | Hyosung Corporation, Korea | 2019 | 17-Nov-2020 |  | 2000-1000-500/1-1-1-1-1A | 2000/1-1-1-1-1A |  |  |  |  | In-service
400kV DHP | Current Transformer (CT) | 400kV | B413- Tie-4 line | B | Hyosung Corporation, Korea | 2019 | 17-Nov-2020 |  | 3000-2000-1000/1-1-1-1-1A | 2000/1-1-1-1-1A |  |  |  |  | In-service
400kV DHP | Current Transformer (CT) | 400kV | B416- Tie-5 line | R | Hyosung Corporation, Korea | 2019 | 17-Feb-2021 |  | 3000-2000-1000/1-1-1-1-1A | 2000/1-1-1-1-1A |  |  |  |  | In-service
400kV DHP | Current Transformer (CT) | 400kV | B416- Tie-5 line | Y | Hyosung Corporation, Korea | 2019 | 17-Feb-2021 |  | 3000-2000-1000/1-1-1-1-1A | 2000/1-1-1-1-1A |  |  |  |  | In-service
400kV DHP | Current Transformer (CT) | 400kV | B416- Tie-5 line | B | Hyosung Corporation, Korea | 2019 | 17-Feb-2021 |  | 3000-2000-1000/1-1-1-1-1A | 2000/1-1-1-1-1A |  |  |  |  | In-service
400kV DHP | Current Transformer (CT) | 400kV | B419- Tie-6 line | R | Hyosung Corporation, Korea | 2019 | 13-Nov-2020 |  | 2000-1000-500/1-1-1-1-1A | 2000/1-1-1-1-1A |  |  |  |  | In-service
400kV DHP | Current Transformer (CT) | 400kV | B419- Tie-6 line | Y | Hyosung Corporation, Korea | 2019 | 13-Nov-2020 |  | 3000-2000-1000/1-1-1-1-1A | 2000/1-1-1-1-1A |  |  |  |  | In-service
400kV DHP | Current Transformer (CT) | 400kV | B419- Tie-6 line | B | Hyosung Corporation, Korea | 2019 | 13-Nov-2020 |  | 2000-1000-500/1-1-1-1-1A | 2000/1-1-1-1-1A |  |  |  |  | In-service
400kV DHP | Current Transformer (CT) | 400kV | Power TR-1 | B | Hyosung Corporation, Korea | 2019 | 24-Sep-2020 |  | 2000-1000-500/1-1-1-1-1A | 2000/1-1-1-1-1A |  |  |  |  | In-service
400kV DHP | Current Transformer (CT) | 400kV | Power TR-2 | Y | Hyosung Corporation, Korea | 2019 | 23-Sep-2020 |  | 2000-1000-500/1-1-1-1-1A | 2000/1-1-1-1-1A |  |  |  |  | In-service
400kV DHP | Current Transformer (CT) | 400kV | Power TR-3 | R | Hyosung Corporation, Korea | 2019 | 24-Sep-2020 |  | 2000-1000-500/1-1-1-1-1A | 2000/1-1-1-1-1A |  |  |  |  | In-service
400kV DHP | Current Transformer (CT) | 400kV | Power TR-3 | B | Hyosung Corporation, Korea | 2019 | 24-Sep-2020 |  | 2000-1000-500/1-1-1-1-1A | 2000/1-1-1-1-1A |  |  |  |  | In-service
400kV DHP | Current Transformer (CT) | 400kV | B406-125MVAr Bus Reactor line | Y | Hyosung Corporation, Korea | 2019 | 24-Sep-2020 |  | 2000-1000-500/1-1-1-1-1A | 2000/1-1-1-1-1A |  |  |  |  | In-service
400kV DHP | Potential Transformer (PT) | 400kV | Main Bus-1 | R | Nissin Electric Wuxi Co Ltd | 2020 | 23-Sep-2020 |  |  |  | 400kV/110V-110V-110V |  |  |  | In-service
400kV DHP | Potential Transformer (PT) | 400kV | Main Bus-1 | Y | Nissin Electric Wuxi Co Ltd | 2020 | 23-Sep-2020 |  |  |  | 400kV/110V-110V-110V |  |  |  | In-service
400kV DHP | Potential Transformer (PT) | 400kV | Main Bus-1 | B | Nissin Electric Wuxi Co Ltd | 2020 | 23-Sep-2020 |  |  |  | 400kV/110V-110V-110V |  |  |  | In-service
400kV DHP | Potential Transformer (PT) | 400kV | Main Bus-2 | R | Nissin Electric Wuxi Co Ltd | 2020 | 23-Sep-2020 |  |  |  | 400kV/110V-110V-110V |  |  |  | In-service
400kV DHP | Potential Transformer (PT) | 400kV | Main Bus-2 | Y | Nissin Electric Wuxi Co Ltd | 2020 | 23-Sep-2020 |  |  |  | 400kV/110V-110V-110V |  |  |  | In-service
400kV DHP | Potential Transformer (PT) | 400kV | Main Bus-2 | B | Nissin Electric Wuxi Co Ltd | 2020 | 23-Sep-2020 |  |  |  | 400kV/110V-110V-110V |  |  |  | In-service
400kV DHP | Power Transformer | 400/220kV | Power TR-1 |  | ABB |  | 24-Sep-2020 | 14081-01 |  |  |  | 500.0 |  |  | In-service
400kV DHP | Power Transformer | 400/220/33kV | Power TR-3 |  | ABB | 2022 | 31-Mar-2023 | 14104-01 |  |  |  | 500.0 | YNa0d11 | 15.4 | In-service
400kV Hoody | Current Transformer (CT) | 220kV | Hoody-HAL line-1 line | R | CGL | 1993 | 13-Jul-1995 |  | 1600-800/1-1-1-1-1A | 800/1-1-1-1-1A |  |  |  |  | In-service
400kV Hoody | Current Transformer (CT) | 220kV | Hoody-HAL line-1 line | Y | CGL | 1993 | 13-Jul-1995 |  | 1600-800/1-1-1-1-1A | 800/1-1-1-1-1A |  |  |  |  | In-service
400kV Hoody | Current Transformer (CT) | 220kV | Hoody-HAL line-1 line | B | CGL | 1993 | 13-Jul-1995 |  | 1600-800/1-1-1-1-1A | 800/1-1-1-1-1A |  |  |  |  | In-service
400kV Hoody | Current Transformer (CT) | 220kV | Hoody-HAL line-2 line | R | CGL | 1993 | 25-Jul-1995 |  | 1600-800/1-1-1-1-1A | 800/1-1-1-1-1A |  |  |  |  | In-service
400kV Hoody | Current Transformer (CT) | 220kV | Hoody-HAL line-2 line | Y | CGL | 1993 | 25-Jul-1995 |  | 1600-800/1-1-1-1-1A | 800/1-1-1-1-1A |  |  |  |  | In-service
400kV Hoody | Current Transformer (CT) | 220kV | Hoody-HAL line-2 line | B | CGL | 1993 | 25-Jul-1995 |  | 1600-800/1-1-1-1-1A | 800/1-1-1-1-1A |  |  |  |  | In-service
400kV Hoody | Current Transformer (CT) | 220kV | Hoody-Shobha Dreams line | R | Electricals Kerala Ltd | 2006 | 31-Aug-2008 |  | 1600-800/1-1-1-1-1A | 800/1-1-1-1-1A |  |  |  |  | In-service
400kV Hoody | Current Transformer (CT) | 220kV | Hoody-Shobha Dreams line | Y | Electricals Kerala Ltd | 2006 | 31-Aug-2008 |  | 1600-800/1-1-1-1-1A | 800/1-1-1-1-1A |  |  |  |  | In-service
400kV Hoody | Current Transformer (CT) | 220kV | Hoody-Shobha Dreams line | B | Electricals Kerala Ltd | 2006 | 31-Aug-2008 |  | 1600-800/1-1-1-1-1A | 800/1-1-1-1-1A |  |  |  |  | In-service
400kV Hoody | Current Transformer (CT) | 220kV | Hoody-EPIP line | R | Electricals Kerala Ltd | 2006 | 14-Dec-2008 |  | 1600-800/1-1-1-1-1A | 800/1-1-1-1-1A |  |  |  |  | In-service
400kV Hoody | Current Transformer (CT) | 220kV | Hoody-EPIP line | Y | Electricals Kerala Ltd | 2006 | 14-Dec-2008 |  | 1600-800/1-1-1-1-1A | 800/1-1-1-1-1A |  |  |  |  | In-service
400kV Hoody | Current Transformer (CT) | 220kV | Hoody-EPIP line | B | Electricals Kerala Ltd | 2006 | 14-Dec-2008 |  | 1600-800/1-1-1-1-1A | 800/1-1-1-1-1A |  |  |  |  | In-service
400kV Hoody | Current Transformer (CT) | 220kV | ITPL UG Cable line | Y | Mechanical Engg. | 2017 | 30-Oct-2017 |  | 800-600-400-300/1-1-1-1-1A | 800/1-1-1-1-1A |  |  |  |  | In-service
400kV Hoody | Current Transformer (CT) | 220kV | ITPL UG Cable line | B | Mechanical Engg. | 2017 | 30-Oct-2017 |  | 800-600-400-300/1-1-1-1-1A | 800/1-1-1-1-1A |  |  |  |  | In-service
400kV Hoody | Current Transformer (CT) | 220kV | Power TR-1 | R | CGL | 1993 | 31-Mar-1995 |  | 1600-1400/1-1-1-1-1A | 1400/1-1-1-1-1A |  |  |  |  | In-service
400kV Hoody | Current Transformer (CT) | 220kV | Power TR-1 | Y | CGL | 1993 | 31-Mar-1995 |  | 1600-1400/1-1-1-1-1A | 1400/1-1-1-1-1A |  |  |  |  | In-service
400kV Hoody | Current Transformer (CT) | 220kV | Power TR-1 | B | CGL | 1993 | 31-Mar-1995 |  | 1600-1400/1-1-1-1-1A | 1400/1-1-1-1-1A |  |  |  |  | In-service
400kV Hoody | Potential Transformer (PT) | 220kV | Main Bus-1 | R | BHEL | 2000 | 25-Mar-2017 |  |  |  | 220kV/110V-110V |  |  |  | In-service
400kV Hoody | Potential Transformer (PT) | 220kV | Main Bus-1 | Y | BHEL | 2000 | 25-Mar-2017 |  |  |  | 220kV/110V-110V |  |  |  | In-service
400kV Hoody | Potential Transformer (PT) | 220kV | Main Bus-1 | B | BHEL | 2000 | 25-Mar-2017 |  |  |  | 220kV/110V-110V |  |  |  | In-service
400kV Hoody | Potential Transformer (PT) | 220kV | Bus Coupler | R | BHEL | 2000 | 25-Mar-2017 |  |  |  | 220kV/110V-110V |  |  |  | In-service
400kV Hoody | Potential Transformer (PT) | 220kV | Bus Coupler | Y | BHEL | 2000 | 25-Mar-2017 |  |  |  | 220kV/110V-110V |  |  |  | In-service
400kV Hoody | Potential Transformer (PT) | 220kV | Bus Coupler | B | BHEL | 2000 | 25-Mar-2017 |  |  |  | 220kV/110V-110V |  |  |  | In-service
400kV Hoody | Current Transformer (CT) | 400kV | Hoody-Kolar-1 line | R | CGL | 2002 | 16-Oct-2002 |  | 3000-2000-1000/1-1-1-1-1A | 1000/1-1-1-1-1A |  |  |  |  | In-service
400kV Hoody | Current Transformer (CT) | 400kV | Hoody-Kolar-1 line | Y | CGL | 2002 | 16-Oct-2002 |  | 3000-2000-1000/1-1-1-1-1A | 1000/1-1-1-1-1A |  |  |  |  | In-service
400kV Hoody | Current Transformer (CT) | 400kV | Hoody-Kolar-1 line | B | CGL | 2002 | 16-Oct-2002 |  | 3000-2000-1000/1-1-1-1-1A | 1000/1-1-1-1-1A |  |  |  |  | In-service
400kV Hoody | Current Transformer (CT) | 400kV | Hoody-Kolar-2 line | R | CGL | 2002 | 16-Oct-2002 |  | 3000-2000-1000/1-1-1-1-1A | 1000/1-1-1-1-1A |  |  |  |  | In-service
400kV Hoody | Current Transformer (CT) | 400kV | Hoody-Kolar-2 line | Y | CGL | 2002 | 16-Oct-2002 |  | 3000-2000-1000/1-1-1-1-1A | 1000/1-1-1-1-1A |  |  |  |  | In-service
400kV Hoody | Current Transformer (CT) | 400kV | Hoody-Kolar-2 line | B | CGL | 2002 | 16-Oct-2002 |  | 3000-2000-1000/1-1-1-1-1A | 1000/1-1-1-1-1A |  |  |  |  | In-service
400kV Hoody | Power Transformer | 400/220/33kV | Power TR-1 ( R-Phase ) |  | CGL | 1993 | 31-Mar-1995 | T8386/4 |  |  |  | 167.0 | YNa0d11 | 13.7 | In-service
400kV Hoody | Power Transformer | 400/220/33kV | Power TR-1 ( B-Phase ) |  | CGL | 2005 | 15-May-2006 | T9149/1 |  |  |  | 167.0 | YNa0d11 | 13.7 | In-service
400kV Hoody | Power Transformer | 400/220/33kV | Power TR-2 ( R-Phase ) |  | Alstom | 2017 | 14-Apr-2018 | B-31107 |  |  |  | 167.0 | YNa0d11 | 13.7 | In-service
400kV Hoody | Power Transformer | 400/220/33kV | Power TR-2 ( B-Phase ) |  | Alstom | 2016 | 08-Oct-2016 | B-31038 |  |  |  | 167.0 | YNa0d11 | 13.5 | In-service
400kV Hoody | Power Transformer | 400/220/33kV | Power TR-3 ( Y-Phase ) |  | Alstom | 2012 | 24-Jan-2015 | B-30635 |  |  |  | 167.0 | YNa0d11 | 13.6 | In-service
400kV Hoody | Power Transformer | 400/220/33kV | Power TR-3 ( Spare ) |  | Alstom | 2012 | 27-Jan-2015 | B-30637 |  |  |  | 167.0 | YNa0d11 | 13.6 | In-service